## Audit
List of worksheets
A description is provided at the top of each worksheet
Name | Needs update? | Updated?
ETYS_Spatial_List | Yes - Critical | Yes
Consolidated | Yes - Critical | Yes
NMS | Yes - Critical | Yes | Need to move over updated numbers to definitive list
Zone mapping | Ideally update with NMS | Yes
Nodes list | Not essential - Not used | Yes
GSP to GSP Group | Yes - For new GSPs | Yes | Yes, and checked with Allan Toule at Elexon, as there was an odd one with East Claydon GSPs, whereby they supply different GSP groups
BMU_reg |  | Yes | Required update as there were some new directly connected sites - needed to look up BMU IDs
NetaReports | When wanting to review the DC list | No
FLOP Zones | As they change | Yes | Richard Proctor has advised of any changes
LatLon | As they change | No
BMU Annuals | When wanting to review the DC list | No
RDB | Not essential - Not used | No
Participants | Not essential - Not used | No

## ETYS_Spatial_List
1. Elexon GSP list
Notes:
A Grid Supply Point (GSP) is the interface between the transmission and distribution network. It does not include large "direct connect" customers.
GSP ID and GSP Group come from Elexon. This is industry definitive data.
The name data should not be seen as definitive data. There is no agreed version. Here we ensure unique names for each site.
Latitude and longitude have been collected from numerous datasets to the best of our ability.
| GSP ID | GSP Group | Minor FLOP | Name | Best_Lat | Best_Lon | Inclusion in ETYS 2020 | Comments
| ABNE_P | _P | T4 | Abernethy | 56.3395 | -3.2938 | Yes
| ABTH_1 | _K | H2 | Aberthaw | 51.3852 | -3.4033 | Yes
| ABHA1 | _L | F6 | Abham | 50.4716 | -3.7295 | Yes
| ACTL_C | _C | A7 | Acton Lane 22kV | 51.535 | -0.25705 | Yes
| ACTL_2 | _H | A7 | Acton Lane 66kV | 51.535 | -0.25705 | Yes
| ALNE_P | _P | T5 | Alness | 57.7081 | -4.2742 | Yes
| ALST_3 | _K | H2 | Alpha Steel (Uskmouth) | 51.5487 | -2.9755 | Yes
| ALVE1 | _L | F6 | Alverdiscott | 51.0057 | -4.1375 | Yes
| AMEM_1 | _A | A6 | Amersham Main | 51.6642 | -0.65512 | Yes
| ARBR_P | _P | T4 | Arbroath | 56.5639 | -2.619 | Yes
| ARDK_P | _P | T3 | Ardkinglas | 56.2872 | -4.9555 | Yes | Generation Only GSP. Gross Demand (P&Q) is zero.
| ARMO_P | _P | T1 | Ardmore | 57.5544 | -6.645 | Yes
| AXMI1 | _L | E1 | Axminster | 50.7871 | -2.9244 | Yes
| AYRR | _N | S6 | Ayr | 55.4569 | -4.5874 | Yes
| BAIN | _N | S5 | Bainsford | 56.0138 | -3.7677 | Yes
| BARKC1 | _C | A1 | Barking | 51.5182 | 0.11316 | Yes
| BARKW3 | _C | A1 | Barking West | 51.5165 | 0.10696 | Yes
| BAGA | _N | S5 | Bathgate | 55.9004 | -3.6739 | Yes
| BEAU_P | _P | T1 | Beauly | 57.4676 | -4.4898 | Yes
| BEDDT1 | _C | A8 | Beddington (_C) | 51.374 | -0.12918 | Yes | Links to DNO downstream substation before branching out.
| BEDD_1 | _J | A8 | Beddington (_J) | 51.374 | -0.12918 | Yes
| BESW_1 | _B | L3 | Berkswell | 52.3866 | -1.6139 | Yes
| BERB_P | _P | T1 | Berryburn | 57.5041 | -3.5994 | Yes | Generation Only GSP. Gross Demand (P&Q) is zero.
| BERW | _N | S6 | Berwick | 55.7774 | -2.0787 | Yes
| BICF_1 | _B | K4 | Bicker Fen | 52.9308 | -0.22116 | Yes
| BIRK_1 | _D | N3 | Birkenhead | 53.3659 | -3.0613 | Yes
| BISW_1 | _E | L2 | Bishops Wood | 52.3125 | -2.2427 | Yes
| BLYTB1 | _F | Q6 | Blyth 66kV | 55.1411 | -1.5307 | Yes
| BLYTH132 | _F | Q6 | Blyth 132kV | 55.1411 | -1.5307 | Yes
| BOAG_P | _P | T1 | Boat of Garten | 57.2493 | -3.723 | Yes
| BOLN_1 | _J | B1 | Bolney | 50.9744 | -0.23649 | Yes
| BONN | _N | S5 | Bonnybridge | 56.0071 | -3.8603 | Yes
| BOTW_1 | _H | B2 | Botley Wood | 50.885 | -1.233 | Yes
| BRAC_P | _P | T4 | Braco West | 56.2761 | -3.8777 | Yes
| BRAW_1 | _M | P1 | Bradford West | 53.8101 | -1.867 | Yes
| BRAP | _N | S6 | Braehead Park | 55.8807 | -4.381 | Yes
| BRAI_1 | _A | J8 | Braintree | 51.8654 | 0.57604 | Yes
| BRFO_1 | _A | J5 | Bramford | 52.0702 | 1.0628 | Yes
| BRLE_1 | _H | B4 | Bramley | 51.3355 | -1.077 | Yes
| BRED_1 | _G | N2 | Bredbury | 53.4152 | -2.1313 | Yes
| BRID_P | _P | T4 | Bridge of Dun | 56.7204 | -2.5566 | Yes
| BRWA1 | _L | E7 | Bridgewater | 51.1173 | -2.9688 | Yes
| BRIM_1 | _A | A3 | Brimsdown | 51.6635 | -0.024885 | Yes
| BROA_P | _P | T1 | Broadford | 57.2479 | -5.9358 | Yes
| BROR_P | _P | T5 | Brora | 58.0199 | -3.8747 | Yes
| BROX | _N | S6 | Broxburn | 55.9193 | -3.4534 | Yes
| BUMU_P | _P | T4 | Burghmuir | 56.3967 | -3.4875 | Yes
| BURM_1 | _A | J7 | Burwell Main | 52.2801 | 0.31206 | Yes
| BUSH_1 | _E | L2 | Bushbury | 52.6362 | -2.1148 | Yes
| BUST_1 | _E | L3 | Bustleholme | 52.553 | -1.964 | Yes
| CAIF_P | _P | T2 | Cairnford | 57.4517 | -2.8497 | Yes | Has zero demand and all embedded gen is large.
| CAMB_01 | _M | P4 | Camblesforth | 53.7295 | -1.0008 | Yes
| CBNK_H | _H | A7 | Canal Bank | 51.535 | -0.25705 | Yes
| CANTN1 | _J | C7 | Canterbury | 51.2923 | 1.0942 | Yes
| CAPEA1 | _D | N3 | Capenhurst | 53.2662 | -2.948 | Yes
| CARE_1 | _K | H2 | Cardiff East | 51.4955 | -3.1447 | Yes
| CATY | _N | S6 | Carntyne | 55.857 | -4.1966 | Yes
| CAAD_P | _P | T3 | Carradale | 55.5903 | -5.5023 | Yes
| CARR_1 | _G | N2 | Carrington | 53.4349 | -2.4003 | Yes
| CAFA | _N | S6 | Carsfad | 55.1435 | -4.1893 | Yes | Galloway hydros
| CASS_P | _P | T5 | Cassley | 56.5421 | -4.5167 | Yes
| CEAN_P | _P | T1 | Ceannacroc | 57.154 | -4.9367 | Yes | Station Demand Only. Gross Demand (P&Q) is zero.
| CELL_1 | _E | L5 | Cellarhead | 53.0411 | -2.0858 | Yes
| CHAP | _N | S6 | Chapelcross | 55.0135 | -3.2211 | Yes
| CHAR_P | _P | T4 | Charleston | 56.4738 | -3.0448 | Yes
| CHAS | _N | S6 | Charlotte Street | 55.8551 | -4.239 | Yes
| CHSI_1 | _J | A8 | Chessington | 51.3434 | -0.32335 | Yes
| CHTE_1 | _B | P3 | Chesterfield | 53.2243 | -1.3875 | Yes
| CHIC_1 | _H | E1 | Chickerell | 50.6244 | -2.4893 | Yes
| CITR_1 | _C | A7 | City Road | 51.5307 | -0.0958 | Yes
| CLAC_P | _P | T3 | Clachan | 56.2771 | -4.922 | Yes | Station Demand Only. Gross Demand (P&Q) is zero.
| CLT03 | _A | J5 | Clacton | 51.826 | 1.1794 | Yes | OFTO for Offshiore Wind (Gunfleet Sands). Behind Bramford NGET GSP.
| CLAY_P | _P | T2 | Clayhills | 57.1402 | -2.0986 | Yes
| CLYM | _N | S6 | Clyde’s Mill | 55.8224 | -4.1493 | Yes | Also known as Westburn Road
| COAT | _N | S6 | Coatbridge | 55.8514 | -4.0134 | Yes
| COCK | _N | S6 | Cockenzie | 55.9666 | -2.967 | Yes
| CONQA1 | _D | M5 | Connah's Quay | 53.2275 | -3.0727 | Yes
| COUA_P | _P | T4 | Coupar Angus | 56.5381 | -3.273 | Yes
| COVE_1 | _B | L3 | Coventry | 52.4555 | -1.464 | Yes
| COWL_1 | _H | D6 | Cowley | 51.7103 | -1.1909 | Yes
| COYL | _N | S6 | Coylton | 55.4471 | -4.429 | Yes
| CRAI_P | _P | T2 | Craigiebuckler | 57.1311 | -2.153 | Yes
| CREB_1 | _M | P8 | Creyke Beck | 53.801 | -0.41449 | Yes
| CUMB | _N | S5 | Cumbernauld | 55.947 | -3.9638 | Yes
| CUPA | _N | S5 | Cupar | 56.3142 | -3.035 | Yes
| CURR | _N | S6 | Currie | 55.9022 | -3.3087 | Yes
| DALL_P | _P | T1 | Dallas | 57.5568 | -3.4205 | Yes | Has zero demand and all embedded gen is large.
| DALM3 | _N | S6 | Dalmarnock | 55.8353 | -4.2035 | Yes
| DEVM | _N | S6 | Devol Moor | 55.9274 | -4.6768 | Yes
| DEVO | _N | S5 | Devonside | 56.1373 | -3.7792 | Yes
| DEWP | _N | S6 | Dewar Place | 55.9472 | -3.209 | Yes
| DOUN_P | _P | T5 | Dounreay | 58.5759 | -3.7535 | Yes
| DRAK_1 | _B | L2 | Drakelow | 52.7732 | -1.6495 | Yes
| DRAX_1 | _M | P4 | Drax | 53.7325 | -0.99257 | Yes
| DRUM | _N | S5 | Drumchapel | 55.9157 | -4.3489 | Yes
| DRCR | _N | S5 | Drumcross | 55.9065 | -3.5876 | Yes
| DUDH_P | _P | T4 | Dudhope | 56.4617 | -2.95 | Yes
| DUNB | _N | S6 | Dunbar | 55.9766 | -2.5727 | Yes | Replaced by DUNB_A and DUNB_B in 2021
| DUBE_P | _P | T5 | Dunbeath | 58.2529 | -3.4298 | Yes
| DUNF | _N | S5 | Dunfermline | 56.0896 | -3.4489 | Yes
| DUNO_P | _P | S5 | Dunoon | 55.9746 | -4.94 | Yes | In SSE DNO (_P) but fed from SPT TO area.
| DUGR_P | _P | T1 | Dunvegan | 57.4279 | -6.531 | Yes
| DYCE_P | _P | T2 | Dyce | 57.2114 | -2.181 | Yes
| EALI_6 | _H | A7 | Ealing | 51.5016 | -0.29676 | Yes
| EAST | _N | S6 | Earlstoun | 55.1102 | -4.1693 | Yes | Galloway hydros. Remamed for FES 2019 to include the "u" as per TO preference.
| ECLA_1 | _B | D4 | East Claydon | 51.9272 | -0.90826 | Yes
| ECLA_H | _H | D4 | East Claydon | 51.9272 | -0.90826 | Yes | New for ETYS 2020 - different GSP Group to existing East Claydon GSP |  |  |  | See spreadsheet below for workings - no DxGen assigned to new ECLA_H GSP.
| EKIL | _N | S6 | East Kilbride | 55.7849 | -4.1916 | Yes |  |  |  |  | file:///T:\ESP\EM\Forecasting\2020\Spatial\Mapping\New%20GSP%20Workings.xlsx
| EKIS | _N | S6 | East Kilbride South | 55.7395 | -4.1611 | Yes
| EERH | _N | S6 | Easterhouse | 55.8786 | -4.073 | Yes
| EASO_1 | _A | J4 | Eaton Socon | 52.2149 | -0.30253 | Yes
| ECCL | _N | S6 | Eccles | 55.6681 | -2.3277 | Yes
| ELDE | _N | S6 | Elderslie | 55.8395 | -4.4629 | Yes
| ELGI_P | _P | T1 | Elgin | 57.6623 | -3.3172 | Yes
| ELLA_1 | _M | P1 | Elland | 53.6949 | -1.8226 | Yes
| ELST_1 | _A | A6 | Elstree | 51.66 | -0.3423 | Yes
| ENDE_1 | _B | L8 | Enderby | 52.5981 | -1.2148 | Yes
| ERSK | _N | S6 | Erskine | 55.9036 | -4.481 | Yes
| EXET1 | _L | F6 | Exeter | 50.7665 | -3.4059 | Yes
| FASN_P | _P | T1 | Fasnakyle | 57.3228 | -4.7894 | Yes
| FAWL_1 | _H | B2 | Fawley | 50.821 | -1.3297 | Yes
| FECK_6 | _E | L3 | Feckenham | 52.2524 | -1.9721 | Yes
| FERRA2 | _M | P5 | Ferrybridge A | 53.7201 | -1.2726 | Yes
| FERRB1 | _F | P5 | Ferrybridge B | 53.7221 | -1.2782 | Yes
| FERRB_M | _M | P6 | Ferrybridge B | 53.7221 | -1.2782 | Yes | New for ETYS 2019
| FETT_P | _P | T2 | Fetteresso | 56.9646 | -2.3474 | Yes | Generation Only GSP. Gross Demand (P&Q) is zero.
| FIDD_P | _P | T2 | Fiddes | 56.921 | -2.292 | Yes
| FIDF_1 | _D | N1 | Fiddlers Ferry | 53.3716 | -2.6883 | Yes
| FINN | _N | S5 | Finnieston | 55.8634 | -4.2861 | Yes
| FLEE_1 | _H | B3 | Fleet | 51.2502 | -0.88103 | Yes
| FAUG_P | _P | T1 | Fort Augustus | 57.1366 | -4.7145 | Yes
| FWIL_P | _P | T1 | Fort William | 56.8193 | -5.0743 | Yes
| FOUR_1 | _F | Q8 | Fourstones | 55.0123 | -2.1634 | Yes
| FRAS_P | _P | T2 | Fraserburgh | 57.6862 | -2.024 | Yes
| FROD_1 | _D | N3 | Frodsham | 53.3094 | -2.7173 | Yes
| GALA | _N | S6 | Galashiels | 55.6078 | -2.7665 | Yes
| GIFF | _N | S6 | Giffnock | 55.798 | -4.2977 | Yes
| GLEF_P | _P | T1 | Glenfarclas | 57.416 | -3.316 | Yes | Generation Only GSP. Gross Demand (P&Q) is zero.
| GLLE | _N | S6 | Glenlee | 55.0972 | -4.181 | Yes | Galloway hydros
| GLLU | _N | S6 | Glenluce | 54.8766 | -4.798 | Yes
| GLNI | _N | S5 | Glenniston | 56.1084 | -3.2671 | Yes
| GLRO | _N | S5 | Glenrothes | 56.204 | -3.1963 | Yes
| GORG | _N | S6 | Gorgie | 55.935 | -3.2348 | Yes
| GOVA | _N | S6 | Govan | 55.8535 | -4.3142 | Yes
| GREE_H | _H | A7 | Greenford | 51.535 | -0.25705 | Yes
| GREN_1 | _B | J6 | Grendon | 52.2434 | -0.72568 | Yes
| GRIW_1 | _M | P7 | Grimsby West | 53.566 | -0.15076 | Yes
| GRUB_P | _P | T1 | Grudie Bridge | 57.6145 | -4.8299 | Yes
| HACK_1 | _C | A1 | Hackney 132kV | 51.5595 | -0.040784 | Yes
| HACK_6 | _C | A1 | Hackney 66kV | 51.5595 | -0.044431 | Yes
| HAGR | _N | S6 | Haggs Road | 55.83 | -4.2965 | Yes
| HAMHC1 | _E | L3 | Hams Hall | 52.5287 | -1.7087 | Yes
| HARG_P | _P | T1 | Harris |  |  | No | New for ETYS 2020 - Harris GSP not modelled specifically, instead all demand and DxGen is allocated at Ardmore GSP
| HARK_1 | _G | Q8 | Harker | 54.9415 | -2.9644 | Yes
| HARM_6 | _F | Q4 | Hart Moor | 54.7012 | -1.2906 | Yes
| HAWI | _N | S6 | Hawick | 55.4282 | -2.791 | Yes
| HAWP_6 | _F | Q4 | Hawthorn Pit | 54.8063 | -1.4016 | Yes
| HELE | _N | S5 | Helensburgh | 56.0199 | -4.701 | Yes
| HEYS_1 | _G | R5 | Heysham (NGET) | 54.0327 | -2.889 | Yes
| HEYS1 | _G | R5 | Heysham (Barrow WF) | 54.0327 | -2.889 | Yes
| HUER | _N | S6 | Hunterston Farm | 55.7432 | -4.8635 | Yes
| HURS_1 | _C | A8 | Hurst | 51.4358 | 0.15361 | Yes
| HUTT_1 | _G | R6 | Hutton | 54.2978 | -2.6721 | Yes
| IMPK_1 | _D | H6 | Imperial Park | 51.5474 | -3.0315 | Yes
| INDQ1 | _L | F6 | Indian Queens | 50.3949 | -4.9008 | Yes
| INKE | _N | S5 | Inverkeithing | 56.0422 | -3.3895 | Yes
| INNE_P | _P | T1 | Inverness | 57.452 | -4.2414 | Yes
| IROA1 | _L | G5 | Iron Acton | 51.569 | -2.4813 | Yes
| IRONB1 | _E | L5 | Ironbridge | 52.6325 | -2.51 | Yes
| ISLI_1 | _C | A7 | Islington | 51.5614 | -0.11344 | Yes | New for ETYS 2020 | See spreadsheet below for workings - no DxGen assigned to new ISLI-1 GSP
| IVER_1 | _H | A6 | Iver 132kV | 51.5418 | -0.49764 | Yes |  | file:///T:\ESP\EM\Forecasting\2020\Spatial\Mapping\New%20GSP%20Workings.xlsx
| IVER_6 | _H | A6 | Iver 66kV | 51.5413 | -0.49651 | Yes
| JOHN | _N | S6 | Johnstone | 55.8443 | -4.5041 | Yes
| JORD_3 | _M | P3 | Jordanthorpe | 53.3301 | -1.4534 | Yes
| KAIM | _N | S6 | Kaimes | 55.8905 | -3.1634 | Yes
| KEAD_1 | _M | P8 | Keadby | 53.5972 | -0.75792 | Yes
| KEAR_1 | _G | N4 | Kearsley 132kV | 53.5382 | -2.359 | Yes
| KEAR_3 | _G | N4 | Kearsley 33kV | 53.5382 | -2.359 | Yes
| KEIT_P | _P | T1 | Keith | 57.5376 | -2.9327 | Yes
| KEMS_1 | _J | C3 | Kemsley | 51.3673 | 0.74064 | Yes
| KEOO | _N | S6 | Kendoon | 55.1608 | -4.1805 | Yes | Galloway hydros
| KIER | _N | S5 | Killermont | 55.9033 | -4.3099 | Yes
| KIIN_P | _P | T4 | Killin | 56.4754 | -4.3245 | Yes
| KILS | _N | S6 | Kilmarnock South | 55.5796 | -4.456 | Yes
| KILT | _N | S6 | Kilmarnock Town | 55.5931 | -4.487 | Yes
| KILW | _N | S6 | Kilwinning | 55.664 | -4.6781 | Yes
| KINO_1 | _J | C2 | Kingsnorth | 51.42 | 0.59622 | Yes
| KINL_P | _P | T1 | Kinlochleven | 56.7136 | -4.95 | Yes
| KINT_P | _P | T2 | Kintore | 57.2129 | -2.374 | Yes
| KIBY_1 | _D | N1 | Kirkby (_D) | 53.4693 | -2.8495 | Yes
| KIBY_G | _G | N1 | Kirkby (_G) | 53.4693 | -2.8495 | Yes
| KIRKB1 | _M | P1 | Kirkstall B | 53.8058 | -1.5968 | Yes
| KITW_1 | _E | L2 | Kitwell | 52.4313 | -2.0132 | Yes
| KNAR | _F | P2 | Knaresborough | 54.0312 | -1.4878 | Yes
| LACK_6 | _F | Q2 | Lackenby | 54.5677 | -1.1334 | Yes
| LAIR_P | _P | T5 | Lairg | 58.0081 | -4.395 | Yes
| LALE1SG003 | _H | A6 | Laleham | 51.4244 | -0.46938 | Yes
| LAND1 | _L | F6 | Landulph | 50.4443 | -4.2421 | Yes
| LEGA_1 | _D | M4 | Legacy | 53.0289 | -3.052 | Yes
| LEVE | _N | S5 | Leven | 56.2078 | -2.9972 | Yes
| LINM | _N | S6 | Linnmill | 55.9031 | -4.2568 | Yes
| LISD_1 | _D | N1 | Lister Drive | 53.4194 | -2.9238 | Yes
| LITT_C | _C | A8 | Littlebrook (_C) | 51.4606 | 0.24439 | Yes
| LITT_J | _J | A8 | Littlebrook (_J) | 51.4606 | 0.24439 | Yes
| LING | _N | S6 | Livingston East | 55.9074 | -3.5068 | Yes
| LODR_6 | _C | A7 | Lodge Road | 51.5284 | -0.17053 | Yes
| LOUD_H | _H | A6 | Loudwater | 51.6642 | -0.65512 | Yes
| LOVE_1 | _H | B2 | Lovedean | 50.9162 | -1.0402 | Yes
| LUNA_P | _P | T4 | Lunanhead | 56.6544 | -2.865 | Yes
| LYND_P | _P | T4 | Lyndhurst | 56.4811 | -3.017 | Yes
| MACC_3 | _G | N6 | Macclesfield | 53.2686 | -2.1206 | Yes
| MACD_P | _P | T1 | Macduff | 57.6594 | -2.491 | Yes
| MANN_1 | _H | E1 | Mannington | 50.8472 | -1.8948 | Yes
| MAGA_6 | _K | H1 | Margam | 51.56 | -3.7541 | Yes
| MAYB | _N | S6 | Maybole | 55.337 | -4.677 | Yes
| MELK_1 | _H | G6 | Melksham | 51.3918 | -2.1504 | Yes
| MILH_1 | _A | A6 | Mill Hill | 51.618 | -0.20954 | Yes
| MILC_P | _P | T4 | Milton of Craigie | 56.4686 | -2.917 | Yes
| MITY_1 | _H | G6 | Minety | 51.6075 | -2.0012 | Yes
| MYBS_P | _P | T5 | Mybster | 58.4449 | -3.4219 | Yes
| NAIR_P | _P | T1 | Nairn | 57.574 | -3.8445 | Yes
| NECE_1 | _E | L3 | Nechells | 52.507 | -1.8512 | Yes
| NEEP_3 | _M | P3 | Neepsend | 53.4061 | -1.4892 | Yes
| NEWX_6 | _C | A4 | New Cross | 51.4838 | -0.06132 | Yes
| NEAR | _N | S6 | Newarthill | 55.8213 | -3.936 | Yes
| NETS | _N | S6 | Newton Stewart | 54.9484 | -4.491 | Yes
| NINF_1 | _J | B1 | Ninfield | 50.8807 | 0.4495 | Yes
| NHYD_6 | _H | A6 | North Hyde | 51.4992 | -0.41142 | Yes
| NFLE | _J | C2 | Northfleet East | 51.428 | 0.32973 | Yes
| NORT_1 | _F | Q4 | Norton | 54.5922 | -1.3628 | Yes
| NORL_3 | _M | P3 | Norton Lees | 53.3499 | -1.4699 | Yes
| NORM_1 | _A | J3 | Norwich Main | 52.5733 | 1.2718 | Yes
| NURS_1 | _H | B2 | Nursling | 50.9409 | -1.4879 | Yes
| OCKH_1 | _E | L2 | Ocker Hill | 52.541 | -2.0331 | Yes
| OFFE_3 | _F | Q4 | Offerton | 54.8812 | -1.4576 | Yes
| OLDB_1 | _E | L2 | Oldbury | 52.4985 | -2.0223 | Yes
| ORMO | _G | R5 | Ormonde | 54.0327 | -2.889 | Yes | Connection for offshore wind (from Heysham substation)
| ORRI_P | _P | T1 | Orrin | 57.5537 | -4.6163 | Yes | Generation Only GSP. Gross Demand (P&Q) is zero.
| OSBA_1 | _F | P6 | Osbaldwick | 53.9564 | -1.0243 | Yes
| PADIB1 | _G | N5 | Padiham | 53.7945 | -2.3274 | Yes
| PAIS | _N | S6 | Paisley | 55.8391 | -4.4107 | Yes
| PART | _N | S5 | Partick | 55.8695 | -4.3161 | Yes
| PELH_1 | _A | D5 | Pelham | 51.9351 | 0.11679 | Yes
| PEMB_1 | _K | H6 | Pembroke | 51.6822 | -4.9873 | Yes
| PENN_1 | _E | L1 | Penn | 52.5565 | -2.2083 | Yes
| PENT_1 | _D | M6 | Pentir | 53.187 | -4.1596 | Yes
| PENE_1 | _G | R4 | Penwortham East | 53.7443 | -2.7551 | Yes
| PENW_1 | _G | R4 | Penwortham West | 53.7443 | -2.7551 | Yes
| PERI_H | _H | A7 | Perivale | 51.535 | -0.25705 | Yes
| PERS_P | _P | T2 | Persley | 57.1741 | -2.1384 | Yes
| PEHG_P | _P | T2 | Peterhead Grange | 57.5046 | -1.7841 | Yes
| PEHS_P | _P | T2 | Peterhead Shell | 57.5079 | -1.7843 | Yes
| PITS_3 | _M | P3 | Pitsmoor | 53.3997 | -1.4463 | Yes
| POPP_3 | _F | P2 | Poppleton | 53.9744 | -1.1329 | Yes
| PORA_P | _P | T3 | Port Ann | 56.026 | -5.35 | Yes
| PORD | _N | S5 | Port Dundas | 55.8731 | -4.2538 | Yes
| POOB | _N | S6 | Portobello | 55.9523 | -3.1225 | Yes
| PYLE_1 | _K | H1 | Pyle | 51.5358 | -3.6877 | Yes
| QUOI_P | _P | T1 | Quoich | 57.0695 | -5.1077 | Yes | Generation Only GSP. Gross Demand (P&Q) is zero.
| RAIN_1 | _D | N1 | Rainhill | 53.4211 | -2.7378 | Yes
| RANN_P | _P | T4 | Rannoch | 56.6902 | -4.3987 | Yes
| RASS_1 | _K | H6 | Rassau | 51.8087 | -3.2257 | Yes
| RATS_1 | _B | L7 | Ratcliffe | 52.8633 | -1.2527 | Yes
| RAVE | _N | S6 | Ravenscraig | 55.7642 | -3.9288 | Yes
| RAYL_1 | _A | C5 | Rayleigh | 51.5936 | 0.56852 | Yes
| REBR_3 | _C | A1 | Redbridge | 51.5892 | 0.04405 | Yes
| REDH | _N | S5 | Redhouse | 56.1453 | -3.148 | Yes
| REDM_P | _P | T2 | Redmoss | 57.1084 | -2.0916 | Yes
| RICH_J | _J | C7 | Richborough | 51.3087 | 1.3459 | Yes | New for ETYS 2020 - need to check lat/long |  | All DxGen previously assigned to GSP RICH1 has now been re-assigned to new GSP RICH_J. See email below.
| RICH1 | _J | C7 | Richborough | 51.3087 | 1.3459 | No | Location set manually as moving due to TO new connection.
| RRIG | _G | Q8 | Robin Rigg | 54.9415 | -2.9644 | Yes | Offshore wind. Supplies same customers as Harker (NGET) GSP.
| ROCH_1 | _G | N4 | Rochdale | 53.6217 | -2.2155 | Yes
| RUGEB1 | _E | L5 | Rugeley | 52.7538 | -1.9126 | Yes
| RYEH_1 | _A | A9 | Rye House | 51.7581 | 0.0034608 | Yes
| SALT_1 | _M | P8 | Saltend North | 53.7428 | -0.23808 | Yes
| SALH_1 | _F | Q2 | Saltholme | 54.607 | -1.2383 | Yes
| SEAB1 | _L | G7 | Seabank | 51.5363 | -2.6705 | Yes
| SELL_1 | _J | C4 | Sellindge | 51.1062 | 0.97755 | Yes
| SHEC_3 | _M | P3 | Sheffield City | 53.3753 | -1.4771 | Yes
| SALL1 | _A | J3 | Sheringham Shoal | 52.5733 | 1.2718 | Yes | Offshore wind. Supplies same customers as Norwich Main (NGET) connection.
| SHIN_P | _P | T5 | Shin | 57.9382 | -4.404 | Yes
| SHRW_1 | _E | L5 | Shrewsbury | 52.7097 | -2.6927 | Yes
| SHRU | _N | S6 | Shrubhill | 55.9653 | -3.1849 | Yes
| SIGH | _N | S6 | Sighthill | 55.9257 | -3.3 | Yes
| SKLGB1 | _M | P1 | Skelton Grange | 53.7756 | -1.4965 | Yes
| SLOY_P | _P | T3 | Sloy | 56.2464 | -4.704 | Yes
| SMAN_1 | _G | N2 | South Manchester | 53.4221 | -2.2751 | Yes
| SSHI_3 | _F | Q4 | South Shields | 54.9733 | -1.4501 | Yes
| SPAV | _N | S6 | Spango Valley | 55.9355 | -4.8113 | Yes
| SPEN_1 | _F | Q7 | Spennymoor | 54.7048 | -1.5544 | Yes
| SANX | _N | S6 | St Andrews Cross | 56.3407 | -2.7959 | Yes
| SFEG_P | _P | T2 | St Fergus Gas Terminal | 57.5788 | -1.8413 | Yes
| SFIL_P | _P | T4 | St Fillans | 56.4346 | -4.0653 | Yes
| SJOW_1 | _C | A7 | St John's Wood | 51.5271 | -0.17175 | Yes
| SASA | _D | M6 | St. Asaph | 53.2567 | -3.4691 | Yes | Offshore wind.
| STAL_1 | _G | N7 | Stalybridge | 53.4922 | -2.0437 | Yes
| STAH_1 | _G | R4 | Stanah | 53.8797 | -2.9898 | Yes
| STAY_1 | _B | K5 | Staythorpe | 53.0775 | -0.86897 | Yes
| STEN_1 | _F | Q5 | Stella North | 54.9781 | -1.7245 | Yes
| STES_1 | _F | Q5 | Stella South | 54.9744 | -1.7325 | Yes
| STIR | _N | S5 | Stirling | 56.1157 | -3.9146 | Yes
| STOR_P | _P | T1 | Stornoway |  |  | No | New for ETYS 2020 - Stornaway GSP not modelled specifically, instead all demand and DxGen is allocated at Ardmore GSP
| SBAR | _B | L7 | Stoke Bardolph | 52.9598 | -1.0506 | Yes
| STHA | _N | S6 | Strathaven | 55.7526 | -4.0802 | Yes
| STLE | _N | S5 | Strathleven | 55.9469 | -4.5761 | Yes
| STRI_P | _P | T2 | Strichen | 57.5862 | -2.07 | Yes
| SUND_1 | _A | D4 | Sundon | 51.9333 | -0.50157 | Yes
| SWAN_1 | _K | H6 | Swansea North | 51.6827 | -3.961 | Yes
| TARL_P | _P | T2 | Tarland | 57.1515 | -2.788 | Yes
| TAUN1 | _L | E8 | Taunton | 51.0169 | -3.1528 | Yes
| TAYN_P | _P | T3 | Taynuilt | 56.4301 | -5.214 | Yes
| TELR | _N | S6 | Telford Road | 55.9615 | -3.2413 | Yes
| TEMP_3 | _M | P3 | Templeborough | 53.4121 | -1.385 | Yes
| THOM_6 | _M | P6 | Thorpe Marsh | 53.5792 | -1.087 | Yes
| THUR_6 | _M | P3 | Thurcroft | 53.4048 | -1.2666 | Yes
| THSO_P | _P | T5 | Thurso | 58.5722 | -3.5094 | Yes
| TILBB_1 | _A | C1 | Tilbury | 51.4611 | 0.39161 | Yes
| TONG | _N | S6 | Tongland | 54.8545 | -4.026 | Yes
| TOTT_1 | _A | A1 | Tottenham | 51.6038 | -0.048684 | Yes
| TOWH | _N | S5 | Townhill | 56.1628 | -3.2959 | No | Zero meter volume. Coords likely wrong (a Townhill exists at Dumfermline).
| TRAW_1 | _D | M7 | Trawsfynydd | 52.9289 | -3.9506 | Yes
| TUMB_P | _P | T4 | Tummel Bridge | 56.7064 | -4.0162 | Yes
| TYNE_1 | _F | Q4 | Tynemouth 1 | 55.0238 | -1.4993 | Yes
| TYNE_2 | _F | Q4 | Tynemouth 2 | 55.0238 | -1.4993 | Yes
| UPPB_1 | _K | H2 | Upper Boat 132kV | 51.5752 | -3.2975 | Yes
| UPPB_3 | _K | H2 | Upper Boat 33kV | 51.5757 | -3.2996 | Yes
| USKM_1 | _K | H2 | Uskmouth | 51.5487 | -2.9755 | Yes
| WALH_1 | _E | G1 | Walham | 51.8716 | -2.2662 | Yes
| WABO | _G | R4 | Walney 2 | 53.8797 | -2.9898 | Yes | Offshore wind.
| WALP_1 | _A | J1 | Walpole (_A) | 52.7277 | 0.19893 | Yes
| WALP_B | _B | J1 | Walpole (_B) | 52.7277 | 0.19893 | Yes
| WARL_1 | _A | C6 | Warley | 51.553 | 0.30064 | Yes
| WASF_1 | _G | N1 | Washway Farm | 53.5622 | -2.8197 | Yes
| WATFS_1 | _A | A6 | Watford South | 51.6423 | -0.40509 | Yes
| WBOL_6 | _F | Q4 | West Boldon | 54.9401 | -1.472 | Yes
| WBUR_1 | _B | K6 | West Burton | 53.3604 | -0.80717 | Yes
| WGEO | _N | S5 | West George Street | 55.8626 | -4.2641 | Yes
| WHAM_1 | _C | A1 | West Ham | 51.5196 | 0.0018434 | Yes
| WMEL_1 | _M | P3 | West Melton | 53.5019 | -1.3785 | Yes
| WTHU31 | _A | A1 | West Thurrock | 51.4723 | 0.28938 | Yes
| WWEY_1 | _J | A8 | West Weybridge | 51.348 | -0.48908 | Yes
| WFIE | _N | S5 | Westfield | 56.1628 | -3.2959 | Yes
| WHGA_1 | _G | N4 | Whitegate | 53.5296 | -2.1635 | Yes
| WHHO | _N | S6 | Whitehouse | 55.9302 | -3.1994 | Yes
| WIEN_1 | _E | L2 | Willenhall | 52.5768 | -2.0598 | Yes
| WISD_1 | _C | A7 | Willesden 132kV | 51.5346 | -0.25715 | Yes
| WISD_6 | _C | A7 | Willesden 66kV | 51.535 | -0.25705 | Yes
| WILL_1 | _B | L5 | Willington | 52.8561 | -1.5488 | Yes
| WIOW_P | _P | T2 | Willowdale | 57.1538 | -2.0971 | Yes
| WIMBN1 | _C | A4 | Wimbledon North | 51.431 | -0.18803 | Yes | This is "Wimbledon 1 & 2"
| WIMBS1 | _C | A4 | Wimbledon South | 51.431 | -0.18803 | Yes | This is "Wimbledon 3 & 4"
| WIBA_3 | _M | P3 | Wincobank | 53.4133 | -1.4177 | Yes
| WISH | _N | S6 | Wishaw | 55.7642 | -3.9288 | Yes
| WOHI_P | _P | T2 | Woodhill | 57.1542 | -2.1463 | Yes
| WYLF_1 | _D | M8 | Wylfa | 53.4136 | -4.4823 | Yes | Substation that feeds the DNO but also has NGET lines to Penrhos for Anglesey Aluminium (closed 2009).
| WYMOM_1 | _A | D5 | Wymondley | 51.9285 | -0.25037 | Yes
| CROO | _N | S6 | Crookston | 55.8211 | -4.3643 | No | Exclude use the Extra GSPs instead (split busbar)
| DUMF | _N | S6 | Dumfries | 55.0619 | -3.583 | No | Exclude use the Extra GSPs instead (split busbar)
| GLAG_P | _P | T4 | Glenagnes | 56.4572 | -2.99 | No | Disconnected with demand moved to Dudhope.
| GRMO | _N | S6 | Grangemouth | 56.0018 | -3.6893 | No | Exclude use the Extra GSPs instead (split busbar)
| KILB | _N | S6 | Kilbowie | 55.9047 | -4.4121 | No | Exclude use the Extra GSPs instead (split busbar)
| SACO | _N | S6 | Saltcoats | 55.646 | -4.7938 | No | Exclude use the Extra GSPs instead (split busbar)
2. Extra "GSPs" to add in ETYS 2018
Notes:
For ETYS 2018 we will include the following additional GSPs, noting that these are not part of Elexon's definitive list.
Those that are existing relate to "split busbar" sites. We should work to get these disagregated in Elexon data in time for ETYS 2019.
Those that are new relate to known future planned work. In these cases we would need supporting evidence from the TO as to how to handle them.
| ID | GSP Group | Minor FLOP | Name | Best_Lat | Best_Lon | Status | Comments
| G_EXTRA_1 | _N | S6 | Dumfries 11 | 55.0619 | -3.583 | Split busbar | In place of GSP ID: DUMF
| G_EXTRA_2 | _N | S6 | Dumfries 33 | 55.0619 | -3.583 | Split busbar | In place of GSP ID: DUMF
| G_EXTRA_3 | _N | S6 | Dumfries ICI | 55.0619 | -3.583 | Split busbar | In place of GSP ID: DUMF | ID | GSP Group | Minor FLOP | Name | Go Live | Dem from | Gen from | % Dem | % Gen
| G_EXTRA_4 | _N | S6 | Grangemouth A | 56.0018 | -3.6893 | Split busbar | In place of GSP ID: GRMO | G_EXTRA_15 | _N | S6 | Lesmahagow | 2025 | LINM | LINM | 13% | 33%
| G_EXTRA_5 | _N | S6 | Grangemouth C | 56.0018 | -3.6893 | Split busbar | In place of GSP ID: GRMO | G_EXTRA_16 | _N | S6 | Moffat | 2023 | T_CHAPD-1 | T_CHAPD-1 | 42% | 0%
| G_EXTRA_6 | _N | S5 | Kilbowie 11 | 55.9047 | -4.4121 | Split busbar | In place of GSP ID: KILB | DUNB_A | _N | S6 | Dunbar A | 2020 | DUNB | DUNB | 71% | 0%
| G_EXTRA_7 | _N | S5 | Kilbowie 33 | 55.9047 | -4.4121 | Split busbar | In place of GSP ID: KILB | DUNB_B | _N | S6 | Dunbar B | 2020 | DUNB | DUNB | 29% | 100%
| G_EXTRA_8 | _N | S6 | Saltcoats A | 55.646 | -4.7938 | Split busbar | In place of GSP ID: SACO | ISLI_1 | _C | A7 | Islington | 2022 | LODR_6 | LODR_6 | 25.05% | 0%
| G_EXTRA_9 | _N | S6 | Saltcoats B | 55.646 | -4.7938 | Split busbar | In place of GSP ID: SACO | ISLI_1 | _C | A7 | Islington | 2022 | WHAM_1 | WHAM_1 | 45.01% | 0%
| G_EXTRA_10 | _N | S6 | Crookston A | 55.8211 | -4.3643 | Split busbar | In place of GSP ID: CROO | RICH_J | _J | C7 | Richborough | 2020 | RICH1 | RICH1 | 100% | 100%
| G_EXTRA_11 | _N | S6 | Crookston B | 55.8211 | -4.3643 | Split busbar | In place of GSP ID: CROO
| G_EXTRA_12 | _P | #N/A | Shetland | 60.2758 | -1.2759 | Off grid island | We report DG on the island.
| G_EXTRA_13 | _P | T2 | Rothienorman | #N/A | #N/A | New build | Will take demand from KEIT_P, KINT_P & MACD_P. | Delisted GSPs | Date
| G_EXTRA_14 | _P | #N/A | Finstown | #N/A | #N/A | New build | To be set to zero for ETYS 2018. | DUMB | 2020
| G_EXTRA_15 | _N | S6 | Lesmahagow |  |  | New build | New for ETYS 2020 | RICH1 | 2020
| G_EXTRA_16 | _N | S6 | Moffat |  |  | New build | New for ETYS 2020
| DUNB_A | _N | S6 | Dunbar A |  |  | New build | New for ETYS 2020 - Dunbar GSP split between Boards A and B
| DUNB_B | _N | S6 | Dunbar B |  |  | New build | New for ETYS 2020 - Dunbar GSP split between Boards A and B
3. Direct connects (demand)
Notes:
A "Direct Connect" is a connection between the transmission network and a large user. This includes industrial demand and large generators.
For the ETYS Spatial model we include just the demand Direct Connects. Generation is included in the Tx Background.
Data comes from the BMU ID. Using NETA reports to identify Demand sites (excluding stationdemand and pumped load).
| BMU ID | GSP Group | Minor FLOP | Name (RefNMS) | Sector | Include? | Alt name | Comments
| T_ANGLD-1 | _D | M8 | Anglesey Aluminium Demand | DEMAND | Yes
| T_BAGED-1 | _K | H1 | Baglan Energy Park | DEMAND | Yes
| T_BPGRD-1 | _N | S6 | Grangemouth 1 | DEMAND | Yes | Grangemouth B (BP)
| T_BPGRD-2 | _N | S6 | Grangemouth 2 | DEMAND | Yes | Grangemouth B (BP)
| T_MEADD-1 | _N | S6 | Caledonian Paper | DEMAND | Yes | Meadowhead (Caledonian Paper)
| T_EXMOSSD-1 | _N | S5 | Exxon Mossmoran | DEMAND | Yes | Mossmoran Exxon
| T_GLNG | _J | C3 | Grain LNG Terminal | DEMAND | Yes
| T_WHISTLD-1 | _N | S5 | HMNB Whistlefield | DEMAND | Yes | MOD Harestanes Whistlefield
| T_SFGSD-1 | _P | T2 | St Fergus Compressor | DEMAND | Yes
| T_SFGSD-2 | _P | T2 | St Fergus Compressor | DEMAND | Yes
| T_STFERGD-1 | _P | T2 | St. Fergus Mobil | DEMAND | Yes
| T_BAGTD-1 | _N | S5 | Railtrack Bathgate | DEMAND | Yes | Bathgate (Network Rail)
| T_DALRD-1 | _N | S5 | Railtrack - Dalreoch | DEMAND | Yes | Dalreoch (Network Rail)
| T_ECCFD-1 | _N | S6 | Railtrack - Ecclefechan | DEMAND | Yes | Ecclefechan (Network Rail)
| T_EGLSD-1 | _N | S6 | Railtrack - Eglington Street | DEMAND | Yes | Eglington Street (Network Rail)
| T_ELSTR-1 | _A | A6 | Elstree NR | DEMAND | Yes
| T_ELVAD-1 | _N | S6 | Railtrack - Elvanfoot | DEMAND | Yes | Elvanfoot (Network Rail)
| T_GOWKD-1 | _N | S6 | Railtrack - Gowkthrapple | DEMAND | Yes | Gowkthrapple (Network Rail)
| T_INWID-1 | _N | S6 | Railtrack - Innerwick | DEMAND | Yes | Innerwick (Network Rail)
| T_MARMD-1 | _N | S6 | Railtrack - Marshall Meadows | DEMAND | Yes | Marshall Meadows (Network Rail)
| T_MOSED-1 | _N | S5 | Exxon Chemicals (Mossmorran) | DEMAND | Yes | Mossmorran Shell
| T_PARHD-1 | _N | S6 | Railtrack - Parkhead | DEMAND | Yes | Carntyne / Parkhead (Network Rail)
| T_POOBD-1 | _N | S6 | Railtrack - Portobello | DEMAND | Yes | Portobello (Network Rail)
| T_PORGD-1 | _N | S6 | Railtrack - Port Glasgow | DEMAND | Yes | Port Glasgow (Network Rail)
| T_SACOD-1 | _N | S6 | Railtrack - Saltcoats | DEMAND | Yes | Saltcoats / South Beach (Network Rail)
| M_ACTLLU_C | _C | A7 | LU Acton Lane Supply | RAIL | Yes
| T_BARK-CTRL | _C | A1 | Barking Chnl Tunnel RLink | RAIL | Yes
| T_BARK_NR | _C | A1 | Barking NR | RAIL | Yes
| T_BRER_RTK | _E | L5 | Brereton NR | RAIL | Yes
| T_FOXJD-1 | _H | D6 | Didcot - Foxhall 1 | RAIL | Yes
| T_FOXJD-2 | _H | D6 | Didcot - Foxhall 2 | RAIL | Yes
| T_HARK_NR | _G | Q8 | Harker NR | RAIL | Yes
| T_BUSH_RTK | _A | A6 | Bushey NR | RAIL | Yes
| T_CORM_RTK | _A | D5 | Correy's Mill NR | RAIL | Yes
| T_FROD_NR | _D | N3 | Frodsham NR | RAIL | Yes
| T_LBUZ_RTK | _B | D4 | LEIGHTON BUZZARD NR | RAIL | Yes
| T_LONGB-RTK | _B | L3 | Long Buckby Wharf NR | RAIL | Yes
| T_OXEN_NR | _G | R6 | Oxenholme NR | RAIL | Yes
| T_PATB_RTK | _B | L3 | Patford Bridge NR | RAIL | Yes
| T_POPP_3RTK | _F | P2 | Poppleton NR | RAIL | Yes
| T_SELL-1 | _J | C4 | Sellindge NR | RAIL | Yes
| T_SINGL1 | _J | C2 | Singlewell NR | RAIL | Yes
| T_CASKD-1 | _D | N3 | Castner Kellner | CHEMICAL | Yes
| T_WILCT-1 | _F | Q2 | ETOL - Wilton Site | CHEMICAL | Yes
| T__MYELT001 | _M | P3 | Corus Aldwarke | STEEL | Yes
| T_RAVED-1 | _N | S6 | Corus Dalzell | STEEL | Yes | Ravenscraig B (BSC)
| M_GRTO | _F | Q2 | BS Grangetown Supply | STEEL | Yes
| T_LLWSD-1 | _K | H2 | Llanwern Steelworks | STEEL | Yes
| M_TEMP | _M | P3 | BOC Brinsworth Supply | STEEL | Yes
| T_TINSD-1 | _M | P3 | Tinsley Park Steelworks | STEEL | Yes
| T_TODSD-1 | _F | Q2 | BS Tod Point Supply | STEEL | Yes
| T__KYELT003 | _K | H2 | ASW Tremorfa | STEEL | Yes
| T_CHAPD-1 | _N | S6 | Chapelcross Directs | STX | Yes | Chapelcross Directs | Zero flow since 18 March 2013. Should be removed.
| T_GNHLD-1 | _N | S5 | Greenhill NR | ?RAIL | Yes | Bonnybridge (Network Rail) | Zero flow in Elexon data (to mid 2017)
| T_GNHLD-2 | _N | S5 | Greenhill NR | ?RAIL | Yes | Bonnybridge (Network Rail) | Zero flow in Elexon data (to mid 2017)
| T_GNHLD-3 | _N | S5 | Greenhill NR | ?RAIL | Yes | Bonnybridge (Network Rail) | Zero flow in Elexon data (to mid 2017)
| T_KSGND-1 | _C | A7 | Kensal Green Crossrail 1 | RAIL | Yes |  | New from December 2017 (for crossrail)
| T_KSGND-2 | _C | A7 | Kensal Green Crossrail 2 | RAIL | Yes |  | New from December 2017 (for crossrail)
| T__HYELT002 | _H | D6 | UKAEA Culham Jet | ?DEMAND | Yes |  | Missing in ETYS 2018
| T_THNJD-1 | _H | G6 | Thingley Junction 1 | ?RAIL | Yes |  | Missing in ETYS 2018. Fed from Melksham substation.
| T_THNJD-2 | _H | G6 | Thingley Junction 2 | ?RAIL | Yes |  | Missing in ETYS 2018. Fed from Melksham substation.
| T_RYHAD-1 | _B | J7 | Essendine 1 | RAIL | Yes | Ryhall NR | Missing in ETYS 2018
| T_RYHAD-2 | _B | J7 | Essendine 2 | RAIL | Yes | Ryhall NR | Missing in ETYS 2018
| T_PUDMD-1 | _C | A1 | Pudding Mill Lane 1 | RAIL | Yes | Pudding Mill Lane Crossrail | Missing in ETYS 2018
| T_PUDMD-2 | _C | A1 | Pudding Mill Lane 2 | RAIL | Yes | Pudding Mill Lane Crossrail | Missing in ETYS 2018
| T_HPC-CES | _L | E7 | HPC construction supply | ?DEMAND | Yes | Hinckley Point C construction supply | Missing in ETYS 2018. New in 2018
| T_NWCRS-1 | _C | A4 | New Cross 1 | RAIL | Yes
| T_NWCRS-2 | _C | A4 | New Cross 2 | RAIL | Yes
| T_IMPRK-1 | _D | H6 | Imperial Park 1 | RAIL | Yes
| T_IMPRK-2 | _D | H6 | Imperial Park 2 | RAIL | Yes
| T_SNDND-1 | _A | D4 | Sundon 1 | RAIL | Yes
| T_SNDND-2 | _A | D4 | Sundon 2 | RAIL | Yes
| T_STBRD-1 | _G | N7 | Stalybridge | RAIL | Yes
| T_STBRD-2 | _G | N7 | Stalybridge | RAIL | Yes
| T_SGGLD-1 | #N/A | P6 | Saint Gobain | ?DEMAND | Yes | Saint Gobain Glass Limited | Missing in ETYS 2018. Before it was decomissioned, Eggborough Power Station supplied SGG via a private wire arrangement. It is now transmission demand with a BMU.
| T_ALUKD-1 | #N/A | P6 | Air Liquide | ?DEMAND | Yes |  | Missing in ETYS 2018
| N/A | _B | K5 | Staythrope | RAIL | Yes |  | Does have a BCA, however they are connected trhrough Staythorpe 132 kV which is owned by WPD, hence no BMU_ID.
| N/A | _E | L5 | Rugeley | RAIL | Yes |  | Confirmed as new NR connections, but not yet registered as BMU's with Elexon
| N/A | _A | J8 | Bulls lodge | RAIL | Yes |  | Confirmed as new NR connections, but not yet registered as BMU's with Elexon
| N/A | _G | R6 | Hutton | RAIL | Yes |  | Confirmed as new NR connections, but not yet registered as BMU's with Elexon
4. Extra "Direct Connects"
Notes:
These are either sites reported by the TO that I cannot find in Elexon/NETA Reports data, or proposed new direct connects
| BMU ID | GSP Group | Minor FLOP | Name (RefNMS) | Sector | Include? | Alt name | Comments
| B_EXTRA_1 | _P | T4 | #REF! | ?DEMAND | Yes | Lunanhead Kirriemuir | Strictly not a direct connect.
| B_EXTRA_2 | _P | T2 |  | ?SMR | Yes | Hydrogen-SMR-1 | Peterhead
| B_EXTRA_3 | _F | P6 |  | ?SMR | Yes | Hydrogen-SMR-2 | Teesside
| B_EXTRA_4 | _D | N3 |  | ?SMR | Yes | Hydrogen-SMR-3 | Cheshire salt basin
| B_EXTRA_5 | _M | P8 |  | ?SMR | Yes | Hydrogen-SMR-4 | White Rose
| B_EXTRA_6 | _J | C4 |  | ?SMR | Yes | Hydrogen-SMR-5 | Kingsnorth
| B_EXTRA_7 |  | P4 |  | ?SMR | Yes | Hydrogen-SMR-6 | Don Valley
| B_EXTRA_8 |  | S6 |  | ?SMR | Yes | Hydrogen-SMR-7 | Grangemouth
| B_EXTRA_9 |  | S5 |  | ?SMR | Yes | Hydrogen-SMR-8 | Longanent
| B_EXTRA_10 |  | S6 |  | ?RAIL | Yes | Currie Feeder Station NR | New network rail site (2023)
| B_EXTRA_11 |  | L3 | #REF! | Electrolysis | Yes | Electrolysis_Road_Berkswell | Grid-connected electrolysis
| B_EXTRA_12 |  | J5 | #REF! | Electrolysis | Yes | Electrolysis_Port_Bramford | Grid-connected electrolysis
| B_EXTRA_13 |  | L5 | #REF! | Electrolysis | Yes | Electrolysis_Road_Cellarhead | Grid-connected electrolysis
| B_EXTRA_14 |  | M5 | #REF! | Electrolysis | Yes | Electrolysis_Cluster_Port_Connah's Quay | Grid-connected electrolysis
| B_EXTRA_15 |  | A6 | #REF! | Electrolysis | Yes | Electrolysis_Road_Elstree | Grid-connected electrolysis
| B_EXTRA_16 |  | L8 | #REF! | Electrolysis | Yes | Electrolysis_Road_Enderby | Grid-connected electrolysis
| B_EXTRA_17 |  | B2 | #REF! | Electrolysis | Yes | Electrolysis_Port_Road_Fawley | Grid-connected electrolysis
| B_EXTRA_18 |  | B3 | #REF! | Electrolysis | Yes | Electrolysis_Road_Fleet | Grid-connected electrolysis
| B_EXTRA_19 |  | N3 | #REF! | Electrolysis | Yes | Electrolysis_Road_Frodsham | Grid-connected electrolysis
| B_EXTRA_20 |  | P7 | #REF! | Electrolysis | Yes | Electrolysis_Cluster_Port_Grimsby West | Grid-connected electrolysis
| B_EXTRA_21 |  | Q8 | #REF! | Electrolysis | Yes | Electrolysis_Road_Harker | Grid-connected electrolysis
| B_EXTRA_22 |  | R6 | #REF! | Electrolysis | Yes | Electrolysis_Road_Hutton | Grid-connected electrolysis
| B_EXTRA_23 |  | G5 | #REF! | Electrolysis | Yes | Electrolysis_Road_Iron Acton | Grid-connected electrolysis
| B_EXTRA_24 |  | H6 | #REF! | Electrolysis | Yes | Electrolysis_Port_Pembroke | Grid-connected electrolysis
| B_EXTRA_25 |  | R4 | #REF! | Electrolysis | Yes | Electrolysis_Road_Penwortham East | Grid-connected electrolysis
| B_EXTRA_26 |  | L7 | #REF! | Electrolysis | Yes | Electrolysis_Road_Ratcliffe | Grid-connected electrolysis
| B_EXTRA_27 |  | C5 | #REF! | Electrolysis | Yes | Electrolysis_Port_Rayleigh | Grid-connected electrolysis
| B_EXTRA_28 |  | G7 | #REF! | Electrolysis | Yes | Electrolysis_Cluster_Port_Road_Seabank | Grid-connected electrolysis
| B_EXTRA_29 |  | C4 | #REF! | Electrolysis | Yes | Electrolysis_Port_Sellindge | Grid-connected electrolysis
| B_EXTRA_30 |  | D4 | #REF! | Electrolysis | Yes | Electrolysis_Road_Sundon | Grid-connected electrolysis
| B_EXTRA_31 |  | H6 | #REF! | Electrolysis | Yes | Electrolysis_Road_Swansea North | Grid-connected electrolysis
| B_EXTRA_32 |  | E8 | #REF! | Electrolysis | Yes | Electrolysis_Road_Taunton | Grid-connected electrolysis
| B_EXTRA_33 |  | C1 | #REF! | Electrolysis | Yes | Electrolysis_Port_Road_Tilbury | Grid-connected electrolysis
| B_EXTRA_34 |  | G1 | #REF! | Electrolysis | Yes | Electrolysis_Road_Walham | Grid-connected electrolysis
| B_EXTRA_35 |  | T2 | #REF! | Electrolysis | Yes | Electrolysis_Port_Kintore | Grid-connected electrolysis
| B_EXTRA_36 |  | S6 | #REF! | Electrolysis | Yes | Electrolysis_Port_Devol Moor | Grid-connected electrolysis
| B_EXTRA_37 |  | S5 | #REF! | Electrolysis | Yes | Electrolysis_Road_Stirling | Grid-connected electrolysis
| B_EXTRA_38 |  | S6 | #REF! | Electrolysis | Yes | Electrolysis_Road_Wishaw | Grid-connected electrolysis
| B_EXTRA_39 |  | S6 | #REF! | Electrolysis | Yes | Electrolysis_Cluster_Port_Grangemouth 1 | Grid-connected electrolysis
| B_EXTRA_40 |  | S5 | #REF! | Electrolysis | Yes | Electrolysis_Road_Exxon Mossmoran | Grid-connected electrolysis
| B_EXTRA_41 |  | T2 | #REF! | Electrolysis | Yes | Electrolysis_Cluster_St. Fergus Mobil | Grid-connected electrolysis
| B_EXTRA_42 |  | S6 | #REF! | Electrolysis | Yes | Electrolysis_Road_Railtrack - Elvanfoot | Grid-connected electrolysis
| B_EXTRA_43 |  | D6 | #REF! | Electrolysis | Yes | Electrolysis_Road_Didcot - Foxhall 1 | Grid-connected electrolysis
| B_EXTRA_44 |  | Q2 | #REF! | Electrolysis | Yes | Electrolysis_Port_BS Grangetown Supply | Grid-connected electrolysis
| B_EXTRA_45 |  | A | #REF! | Electrolysis | Yes | Electrolysis_GenSite_A | Grid-connected electrolysis
| B_EXTRA_46 |  | B | #REF! | Electrolysis | Yes | Electrolysis_GenSite_B | Grid-connected electrolysis
| B_EXTRA_47 |  | C | #REF! | Electrolysis | Yes | Electrolysis_GenSite_C | Grid-connected electrolysis
| B_EXTRA_48 |  | D | #REF! | Electrolysis | Yes | Electrolysis_GenSite_D | Grid-connected electrolysis
| B_EXTRA_49 |  | E | #REF! | Electrolysis | Yes | Electrolysis_GenSite_E | Grid-connected electrolysis
| B_EXTRA_50 |  | F | #REF! | Electrolysis | Yes | Electrolysis_GenSite_F | Grid-connected electrolysis
| B_EXTRA_51 |  | G | #REF! | Electrolysis | Yes | Electrolysis_GenSite_G | Grid-connected electrolysis
| B_EXTRA_52 |  | H | #REF! | Electrolysis | Yes | Electrolysis_GenSite_H | Grid-connected electrolysis
| B_EXTRA_53 |  | J | #REF! | Electrolysis | Yes | Electrolysis_GenSite_J | Grid-connected electrolysis
| B_EXTRA_54 |  | K | #REF! | Electrolysis | Yes | Electrolysis_GenSite_K | Grid-connected electrolysis
| B_EXTRA_55 |  | L | #REF! | Electrolysis | Yes | Electrolysis_GenSite_L | Grid-connected electrolysis
| B_EXTRA_56 |  | M | #REF! | Electrolysis | Yes | Electrolysis_GenSite_M | Grid-connected electrolysis
| B_EXTRA_57 |  | N | #REF! | Electrolysis | Yes | Electrolysis_GenSite_N | Grid-connected electrolysis
| B_EXTRA_58 |  | P | #REF! | Electrolysis | Yes | Electrolysis_GenSite_P | Grid-connected electrolysis
| B_EXTRA_59 |  | Q | #REF! | Electrolysis | Yes | Electrolysis_GenSite_Q | Grid-connected electrolysis
| B_EXTRA_60 |  | R | #REF! | Electrolysis | Yes | Electrolysis_GenSite_R | Grid-connected electrolysis
| B_EXTRA_61 |  | S | #REF! | Electrolysis | Yes | Electrolysis_GenSite_S | Grid-connected electrolysis
| B_EXTRA_62 |  | T | #REF! | Electrolysis | Yes | Electrolysis_GenSite_T | Grid-connected electrolysis
Note on E14: Nickerson, Rob: Name overwritten according to RefNMS Node List.
Note on E15: Nickerson, Rob: Name overwritten according to RefNMS Node List.
Note on E21: Nickerson, Rob: Set to TO preferred name.
Note on G21: Nickerson, Rob: Directly related to the wind farm http://publicaccess.argyll-bute.gov.uk/online-applications/applicationDetails.do?activeTab=map&keyVal=JCS6LXCHZ2000
Note on I21: Nickerson, Rob: Although we should validate against the Elexon data.
Note on E30: Nickerson, Rob: Added GSP to make name unique.
Note on I30: Nickerson, Rob: Beedington is shared between 2 DNO areas. The LPN connection runs direct to Sydenham Park 132kV substation (loc: 51.433292;-0.053545) before branching out. As such I have manually set the coordinates to Sydenham Park. Source: SLDs: \\Ngtsrvwrk021\ngdfs\Shared\Cohqfs01\EVERYONE\WK24DATA\RECS\01LONDON\1740101\LPN Wk28 MASTER.pdf
Note on E31: Nickerson, Rob: Added GSP to make name unique.
Note on I33: Nickerson, Rob: Although we should validate against the Elexon data.
Note on E38: Nickerson, Rob: Name overwritten according to RefNMS Node List.
Note on E39: Nickerson, Rob: Name overwritten according to RefNMS Node List.
Note on E54: Nickerson, Rob: Set to TO preferred name.
Note on E56: Nickerson, Rob: Name set to SPT's preferred name.
Note on I61: Nickerson, Rob: Include in ETYS temnplate for completeness but should be zeros in Demand and Distributed Gen.
Note on I72: Nickerson, Rob: Although we should validate against the Elexon data.
Note on E81: Nickerson, Rob: Set to TO preferred name.
Note on I81: Nickerson, Rob: Although we should validate against the Elexon data.
Note on E84: Nickerson, Rob: Name set to SPT's preferred name.
Note on E88: Nickerson, Rob: Replace incorrect spelling in RefNMS.
Note on E94: Nickerson, Rob: Name set to SPT's preferred name.
Note on E96: Nickerson, Rob: Name set to SPT's preferred name.
Note on I97: Nickerson, Rob: Include in ETYS temnplate for completeness but should be zeros in Demand and Distributed Gen.
Note on G136: Nickerson, Rob: https://upa.aberdeenshire.gov.uk/online-applications/applicationDetails.do?activeTab=documents&keyVal=ZZZWU6CAXE252
Note on I136: Nickerson, Rob: Although we should validate against the Elexon data.
Note on I148: Nickerson, Rob: Although we should validate against the Elexon data.
Note on E159: Nickerson, Rob: Name overwritten according to RefNMS Node List.
Note on E160: Nickerson, Rob: Name overwritten according to RefNMS Node List.
Note on E168: Nickerson, Rob: Name set to SPT's preferred name.
Note on E169: Nickerson, Rob: This is the GSP between the onshore transmission owner (NGET) and the distribution network.
Note on E170: Nickerson, Rob: This GSP is associated with the OFTO for Barrow Wind farm. It is connected in behine Heysham. https://www.elexon.co.uk/wp-content/uploads/2012/02/SVG122_04_v1.0.pdf
Note on E171: Nickerson, Rob: Set to TO preferred name.
Note on E181: Nickerson, Rob: Name set accorinding to RefNMS node list (and cross checked with DNO Week 24).
Note on E182: Nickerson, Rob: Name set accorinding to RefNMS node list (and cross checked with DNO Week 24).
Note on E187: Nickerson, Rob: Name set according to info in RefNMS nodes list.
Note on E188: Nickerson, Rob: Name set according to info in RefNMS nodes list.
Note on E194: Nickerson, Rob: Name set to SPT's preferred name.
Note on E195: Nickerson, Rob: Name set to SPT's preferred name.
Note on E196: Nickerson, Rob: Name set to SPT's preferred name.
Note on E200: Nickerson, Rob: Add GSP group to make name unique.
Note on E201: Nickerson, Rob: Add GSP group to make name unique.
Note on E211: Nickerson, Rob: Name set to SPT's preferred name.
Note on E213: Nickerson, Rob: Added GSP Group to make name unique.
Note on E214: Nickerson, Rob: Added GSP Group to make name unique.
Note on E215: Nickerson, Rob: Name set to SPT's preferred name.
Note on I248: Nickerson, Rob: Although we should validate against the Elexon data.
Note on I269: Nickerson, Rob: Although we should validate against the Elexon data.
Note on H280: Simon Geddes: Removed and replaced with RICH_J, the new GSP. RICH1 was previously the Thanet windfarm OFTO connection into the distribution network at Richborough. All DxGen that was assigned to RICH1 will now be re-assigned to RICH_J.
Note on I280: Nickerson, Rob: Richborough 132kV substation is a DNO substation which is fed from NGETs Canterbury substation. The 2017 Week 24 Single Line Diagrams show that this Canterbury-Richborough link will be decommissioned in 2019 and new SGTs (prefumably connecting to NGET) will be added to Richborough*. I have therefore set the location to the Richborough Substation. * This is in preperation for NEMO interconnector. SLD: \\Ngtsrvwrk021\ngdfs\Shared\Cohqfs01\EVERYONE\WK24DATA\RECS\02SEEB\1740201\SPN Wk28 MASTER.pdf Location was: 51.2923351864808 1.09417611705541
Note on I281: Nickerson, Rob: We assume that this GSP is for the windfarm only (connects to Harker plus other substations).
Note on E290: Nickerson, Rob: Set manually
Note on E303: Nickerson, Rob: Set to TO preferred name.
Note on E326: Nickerson, Rob: Replace with TO preferred name. Seems plain wrong in the reference NMS as the node list shows it as "Thurso".
Note on I330: Nickerson, Rob: SPT: "will not be brought back onto the transmission network anytime in the future".
Note on E333: Nickerson, Rob: Name made unique. I can see no reason why Elexon have 2 GSPs here. Single Line Diagrams do not show split bus bar. Only appears once in DNO Week 24 data.
Note on E334: Nickerson, Rob: Name made unique. I can see no reason why Elexon have 2 GSPs here. Single Line Diagrams do not show split bus bar. Only appears once in DNO Week 24 data.
Note on E335: Nickerson, Rob: Name set accorinding to RefNMS node list (and cross checked with DNO Week 24).
Note on E336: Nickerson, Rob: Name set accorinding to RefNMS node list (and cross checked with DNO Week 24).
Note on E340: Nickerson, Rob: Add GSP group to make name unique.
Note on E341: Nickerson, Rob: Add GSP group to make name unique.
Note on E356: Nickerson, Rob: Name overwritten according to RefNMS Node List.
Note on E357: Nickerson, Rob: Name overwritten according to RefNMS Node List.
Note on I360: Nickerson, Rob: Source: https://library.ukpowernetworks.co.uk/library/en/RIIO/Asset_Management_Documents/Regional_Development_Plans/LPN/LPN_RDP_Wimbledon.pdf
Note on I361: Nickerson, Rob: Source: https://library.ukpowernetworks.co.uk/library/en/RIIO/Asset_Management_Documents/Regional_Development_Plans/LPN/LPN_RDP_Wimbledon.pdf
Note on I369: Nickerson, Rob: May need confirmation from TO as to when the disconnection occurred.
Note on D395: Nickerson, Rob: Offgrid island.
Note on G395: Nickerson, Rob: Approx
Note on I396: Nickerson, Rob: SHETL will need to provide details of how to split the demand and the date from which this will happen.
Note on D397: Nickerson, Rob: Not needed as will be zero for ETYS 2018.
Note on I397: Nickerson, Rob: This is a new GSP that is required as the DNO have accepted connection offers for new distributed generation. For FES/ETYS 2017 we only know that it will have a combined portfolio of DG of between 50 and 110MW. It is not known if these are large or small and as such it was agreed with SHETL that this be included as a "dummy" row in Tx Backgrounds. Hence show as all zero here.
Note on I398: Bagudu (ESO), Usman: Note from McIver, Kirsten <kmciver@spenergynetworks.co.uk> • GSP Name: Lesmahagow: • Start Date: From 2025 • Demand starting value: Take 13% from Linnmill GSP • Generation starting value: Take 33% of existing Linnmill GSP
Note on I399: Bagudu (ESO), Usman: Note from McIver, Kirsten <kmciver@spenergynetworks.co.uk> • GSP Name: Moffat • Start Date: From 2023 • Demand starting value: Take 42% from Chapelcross GSP • Generation starting value: Take 0% from Chapelcross GSP (No DG is being transferred)
Note on I400: Bagudu (ESO), Usman: Note from McIver, Kirsten <kmciver@spenergynetworks.co.uk> • GSP Name: Dunbar A • Start Date: From 2020 • Demand starting value: Take 71% from existing Dunbar GSP • Generation starting value: Take 0% of existing Dunbar GSP
Note on I401: Bagudu (ESO), Usman: Note from McIver, Kirsten <kmciver@spenergynetworks.co.uk> • GSP Name: Dunbar B • Start Date: From 2020 • Demand starting value: Take 29% from existing Dunbar GSP • Generation starting value: Take 100% of existing Dunbar GSP
Note on C413: Nickerson, Rob: Somewhat irrelevant as Direct Connects are Tx connected and not part of a GSP, but this is the geographic area they fall within.
Note on D413: Nickerson, Rob: Values for SPT provided by TO. For NGET, provided by Richard Proctor in NCE. For SHETL, calculated from inspection of map.
Note on F413: Nickerson, Rob: The Sectors according to NETA Reports (fuel type)
Note on H413: Nickerson, Rob: In a few cases we replace the Reference NMS nme with the name preference of the TO.
Note on E416: Nickerson, Rob: Unique name set.
Note on E417: Nickerson, Rob: Unique name set.
Note on C421: Nickerson, Rob: Corrected to Scotland South as agreed with TOs.
Note on E422: Bagudu (ESO), Usman: AKA St Fergus Mobil
Note on I434: Nickerson, Rob: I'm not certain that I have the Mossmorn sites the right way round.
Note on H459: Nickerson, Rob: BSC = British Steel Corporation. https://en.wikipedia.org/wiki/Ravenscraig_steelworks
Note on E466: Nickerson, Rob: Manually set.
Note on F466: Nickerson, Rob: "Station Transformer / Demand"
Note on E467: Nickerson, Rob: Manually set.
Note on F467: Nickerson, Rob: Should appear in "RAIL" but not showing in NetaReports data.
Note on E468: Nickerson, Rob: Manually set.
Note on E469: Nickerson, Rob: Manually set.
Note on E470: Nickerson, Rob: Adjusted to make unique.
Note on E471: Nickerson, Rob: Adjusted to make unique.
Note on I488: Nickerson, Rob: Source: https://www.elexon.co.uk/wp-content/uploads/2017/11/13_SVG207_03A_D485.pdf
Note on H503: Nickerson, Rob: In a few cases we replace the Reference NMS nme with the name preference of the TO.
Note on I504: Nickerson, Rob: Further investigation showed that this is not connected to SPT and is in fact an SPD customer. It is located at Lunanhead GSP. SPT believe that the Week 24 data for Lunanhead GSP excluded this site and hence we needed to add it for ETYS 2018.

## Consolidated
Consolidated list
This is a consolidated list, hopefully published in ETYS Spatial and used within other workbooks.
Used within DG Tech_Baseline file.
GSP info
The following table gives the location and GSP Group (DNO Licence area) for each Grid Supply Point.
| GSP ID | GSP Group | Minor FLOP | Name | Latitude | Longitude | Comments
| ABNE_P | _P | T4 | Abernethy | 56.3395 | -3.2938
| ABTH_1 | _K | H2 | Aberthaw | 51.3852 | -3.4033
| ABHA1 | _L | F6 | Abham | 50.4716 | -3.7295
| ACTL_C | _C | A7 | Acton Lane 22kV | 51.535 | -0.25705
| ACTL_2 | _H | A7 | Acton Lane 66kV | 51.535 | -0.25705
| ALNE_P | _P | T5 | Alness | 57.7081 | -4.2742
| ALST_3 | _K | H2 | Alpha Steel (Uskmouth) | 51.5487 | -2.9755
| ALVE1 | _L | F6 | Alverdiscott | 51.0057 | -4.1375
| AMEM_1 | _A | A6 | Amersham Main | 51.6642 | -0.65512
| ARBR_P | _P | T4 | Arbroath | 56.5639 | -2.619
| ARDK_P | _P | T3 | Ardkinglas | 56.2872 | -4.9555
| ARMO_P | _P | T1 | Ardmore | 57.5544 | -6.645
| AXMI1 | _L | E1 | Axminster | 50.7871 | -2.9244
| AYRR | _N | S6 | Ayr | 55.4569 | -4.5874
| BAIN | _N | S5 | Bainsford | 56.0138 | -3.7677
| BARKC1 | _C | A1 | Barking | 51.5182 | 0.11316
| BARKW3 | _C | A1 | Barking West | 51.5165 | 0.10696
| BAGA | _N | S5 | Bathgate | 55.9004 | -3.6739
| BEAU_P | _P | T1 | Beauly | 57.4676 | -4.4898
| BEDDT1 | _C | A8 | Beddington (_C) | 51.374 | -0.12918
| BEDD_1 | _J | A8 | Beddington (_J) | 51.374 | -0.12918
| BESW_1 | _B | L3 | Berkswell | 52.3866 | -1.6139
| BERB_P | _P | T1 | Berryburn | 57.5041 | -3.5994
| BERW | _N | S6 | Berwick | 55.7774 | -2.0787
| BICF_1 | _B | K4 | Bicker Fen | 52.9308 | -0.22116
| BIRK_1 | _D | N3 | Birkenhead | 53.3659 | -3.0613
| BISW_1 | _E | L2 | Bishops Wood | 52.3125 | -2.2427
| BLYTB1 | _F | Q6 | Blyth 66kV | 55.1411 | -1.5307
| BLYTH132 | _F | Q6 | Blyth 132kV | 55.1411 | -1.5307
| BOAG_P | _P | T1 | Boat of Garten | 57.2493 | -3.723
| BOLN_1 | _J | B1 | Bolney | 50.9744 | -0.23649
| BONN | _N | S5 | Bonnybridge | 56.0071 | -3.8603
| BOTW_1 | _H | B2 | Botley Wood | 50.885 | -1.233
| BRAC_P | _P | T4 | Braco West | 56.2761 | -3.8777
| BRAW_1 | _M | P1 | Bradford West | 53.8101 | -1.867
| BRAP | _N | S6 | Braehead Park | 55.8807 | -4.381
| BRAI_1 | _A | J8 | Braintree | 51.8654 | 0.57604
| BRFO_1 | _A | J5 | Bramford | 52.0702 | 1.0628
| BRLE_1 | _H | B4 | Bramley | 51.3355 | -1.077
| BRED_1 | _G | N2 | Bredbury | 53.4152 | -2.1313
| BRID_P | _P | T4 | Bridge of Dun | 56.7204 | -2.5566
| BRWA1 | _L | E7 | Bridgewater | 51.1173 | -2.9688
| BRIM_1 | _A | A3 | Brimsdown | 51.6635 | -0.024885
| BROA_P | _P | T1 | Broadford | 57.2479 | -5.9358
| BROR_P | _P | T5 | Brora | 58.0199 | -3.8747
| BROX | _N | S6 | Broxburn | 55.9193 | -3.4534
| BUMU_P | _P | T4 | Burghmuir | 56.3967 | -3.4875
| BURM_1 | _A | J7 | Burwell Main | 52.2801 | 0.31206
| BUSH_1 | _E | L2 | Bushbury | 52.6362 | -2.1148
| BUST_1 | _E | L3 | Bustleholme | 52.553 | -1.964
| CAIF_P | _P | T2 | Cairnford | 57.4517 | -2.8497
| CAMB_01 | _M | P4 | Camblesforth | 53.7295 | -1.0008
| CBNK_H | _H | A7 | Canal Bank | 51.535 | -0.25705
| CANTN1 | _J | C7 | Canterbury | 51.2923 | 1.0942
| CAPEA1 | _D | N3 | Capenhurst | 53.2662 | -2.948
| CARE_1 | _K | H2 | Cardiff East | 51.4955 | -3.1447
| CATY | _N | S6 | Carntyne | 55.857 | -4.1966
| CAAD_P | _P | T3 | Carradale | 55.5903 | -5.5023
| CARR_1 | _G | N2 | Carrington | 53.4349 | -2.4003
| CAFA | _N | S6 | Carsfad | 55.1435 | -4.1893
| CASS_P | _P | T5 | Cassley | 56.5421 | -4.5167
| CEAN_P | _P | T1 | Ceannacroc | 57.154 | -4.9367
| CELL_1 | _E | L5 | Cellarhead | 53.0411 | -2.0858
| CHAP | _N | S6 | Chapelcross | 55.0135 | -3.2211
| CHAR_P | _P | T4 | Charleston | 56.4738 | -3.0448
| CHAS | _N | S6 | Charlotte Street | 55.8551 | -4.239
| CHSI_1 | _J | A8 | Chessington | 51.3434 | -0.32335
| CHTE_1 | _B | P3 | Chesterfield | 53.2243 | -1.3875
| CHIC_1 | _H | E1 | Chickerell | 50.6244 | -2.4893
| CITR_1 | _C | A7 | City Road | 51.5307 | -0.0958
| CLAC_P | _P | T3 | Clachan | 56.2771 | -4.922
| CLT03 | _A | J5 | Clacton | 51.826 | 1.1794
| CLAY_P | _P | T2 | Clayhills | 57.1402 | -2.0986
| CLYM | _N | S6 | Clyde’s Mill | 55.8224 | -4.1493
| COAT | _N | S6 | Coatbridge | 55.8514 | -4.0134
| COCK | _N | S6 | Cockenzie | 55.9666 | -2.967
| CONQA1 | _D | M5 | Connah's Quay | 53.2275 | -3.0727
| COUA_P | _P | T4 | Coupar Angus | 56.5381 | -3.273
| COVE_1 | _B | L3 | Coventry | 52.4555 | -1.464
| COWL_1 | _H | D6 | Cowley | 51.7103 | -1.1909
| COYL | _N | S6 | Coylton | 55.4471 | -4.429
| CRAI_P | _P | T2 | Craigiebuckler | 57.1311 | -2.153
| CREB_1 | _M | P8 | Creyke Beck | 53.801 | -0.41449
| CUMB | _N | S5 | Cumbernauld | 55.947 | -3.9638
| CUPA | _N | S5 | Cupar | 56.3142 | -3.035
| CURR | _N | S6 | Currie | 55.9022 | -3.3087
| DALL_P | _P | T1 | Dallas | 57.5568 | -3.4205
| DALM3 | _N | S6 | Dalmarnock | 55.8353 | -4.2035
| DEVM | _N | S6 | Devol Moor | 55.9274 | -4.6768
| DEVO | _N | S5 | Devonside | 56.1373 | -3.7792
| DEWP | _N | S6 | Dewar Place | 55.9472 | -3.209
| DOUN_P | _P | T5 | Dounreay | 58.5759 | -3.7535
| DRAK_1 | _B | L2 | Drakelow | 52.7732 | -1.6495
| DRAX_1 | _M | P4 | Drax | 53.7325 | -0.99257
| DRUM | _N | S5 | Drumchapel | 55.9157 | -4.3489
| DRCR | _N | S5 | Drumcross | 55.9065 | -3.5876
| DUDH_P | _P | T4 | Dudhope | 56.4617 | -2.95
| DUNB | _N | S6 | Dunbar | 55.9766 | -2.5727
| DUBE_P | _P | T5 | Dunbeath | 58.2529 | -3.4298
| DUNF | _N | S5 | Dunfermline | 56.0896 | -3.4489
| DUNO_P | _P | S5 | Dunoon | 55.9746 | -4.94
| DUGR_P | _P | T1 | Dunvegan | 57.4279 | -6.531
| DYCE_P | _P | T2 | Dyce | 57.2114 | -2.181
| EALI_6 | _H | A7 | Ealing | 51.5016 | -0.29676
| EAST | _N | S6 | Earlstoun | 55.1102 | -4.1693
| ECLA_1 | _B | D4 | East Claydon | 51.9272 | -0.90826
| ECLA_H | _H | D4 | East Claydon | 51.9272 | -0.90826
| EKIL | _N | S6 | East Kilbride | 55.7849 | -4.1916
| EKIS | _N | S6 | East Kilbride South | 55.7395 | -4.1611
| EERH | _N | S6 | Easterhouse | 55.8786 | -4.073
| EASO_1 | _A | J4 | Eaton Socon | 52.2149 | -0.30253
| ECCL | _N | S6 | Eccles | 55.6681 | -2.3277
| ELDE | _N | S6 | Elderslie | 55.8395 | -4.4629
| ELGI_P | _P | T1 | Elgin | 57.6623 | -3.3172
| ELLA_1 | _M | P1 | Elland | 53.6949 | -1.8226
| ELST_1 | _A | A6 | Elstree | 51.66 | -0.3423
| ENDE_1 | _B | L8 | Enderby | 52.5981 | -1.2148
| ERSK | _N | S6 | Erskine | 55.9036 | -4.481
| EXET1 | _L | F6 | Exeter | 50.7665 | -3.4059
| FASN_P | _P | T1 | Fasnakyle | 57.3228 | -4.7894
| FAWL_1 | _H | B2 | Fawley | 50.821 | -1.3297
| FECK_6 | _E | L3 | Feckenham | 52.2524 | -1.9721
| FERRA2 | _M | P5 | Ferrybridge A | 53.7201 | -1.2726
| FERRB1 | _F | P5 | Ferrybridge B | 53.7221 | -1.2782
| FERRB_M | _M | P6 | Ferrybridge B | 53.7221 | -1.2782
| FETT_P | _P | T2 | Fetteresso | 56.9646 | -2.3474
| FIDD_P | _P | T2 | Fiddes | 56.921 | -2.292
| FIDF_1 | _D | N1 | Fiddlers Ferry | 53.3716 | -2.6883
| FINN | _N | S5 | Finnieston | 55.8634 | -4.2861
| FLEE_1 | _H | B3 | Fleet | 51.2502 | -0.88103
| FAUG_P | _P | T1 | Fort Augustus | 57.1366 | -4.7145
| FWIL_P | _P | T1 | Fort William | 56.8193 | -5.0743
| FOUR_1 | _F | Q8 | Fourstones | 55.0123 | -2.1634
| FRAS_P | _P | T2 | Fraserburgh | 57.6862 | -2.024
| FROD_1 | _D | N3 | Frodsham | 53.3094 | -2.7173
| GALA | _N | S6 | Galashiels | 55.6078 | -2.7665
| GIFF | _N | S6 | Giffnock | 55.798 | -4.2977
| GLEF_P | _P | T1 | Glenfarclas | 57.416 | -3.316
| GLLE | _N | S6 | Glenlee | 55.0972 | -4.181
| GLLU | _N | S6 | Glenluce | 54.8766 | -4.798
| GLNI | _N | S5 | Glenniston | 56.1084 | -3.2671
| GLRO | _N | S5 | Glenrothes | 56.204 | -3.1963
| GORG | _N | S6 | Gorgie | 55.935 | -3.2348
| GOVA | _N | S6 | Govan | 55.8535 | -4.3142
| GREE_H | _H | A7 | Greenford | 51.535 | -0.25705
| GREN_1 | _B | J6 | Grendon | 52.2434 | -0.72568
| GRIW_1 | _M | P7 | Grimsby West | 53.566 | -0.15076
| GRUB_P | _P | T1 | Grudie Bridge | 57.6145 | -4.8299
| HACK_1 | _C | A1 | Hackney 132kV | 51.5595 | -0.040784
| HACK_6 | _C | A1 | Hackney 66kV | 51.5595 | -0.044431
| HAGR | _N | S6 | Haggs Road | 55.83 | -4.2965
| HAMHC1 | _E | L3 | Hams Hall | 52.5287 | -1.7087
| HARK_1 | _G | Q8 | Harker | 54.9415 | -2.9644
| HARM_6 | _F | Q4 | Hart Moor | 54.7012 | -1.2906
| HAWI | _N | S6 | Hawick | 55.4282 | -2.791
| HAWP_6 | _F | Q4 | Hawthorn Pit | 54.8063 | -1.4016
| HELE | _N | S5 | Helensburgh | 56.0199 | -4.701
| HEYS_1 | _G | R5 | Heysham (NGET) | 54.0327 | -2.889
| HEYS1 | _G | R5 | Heysham (Barrow WF) | 54.0327 | -2.889
| HUER | _N | S6 | Hunterston Farm | 55.7432 | -4.8635
| HURS_1 | _C | A8 | Hurst | 51.4358 | 0.15361
| HUTT_1 | _G | R6 | Hutton | 54.2978 | -2.6721
| IMPK_1 | _D | H6 | Imperial Park | 51.5474 | -3.0315
| INDQ1 | _L | F6 | Indian Queens | 50.3949 | -4.9008
| INKE | _N | S5 | Inverkeithing | 56.0422 | -3.3895
| INNE_P | _P | T1 | Inverness | 57.452 | -4.2414
| IROA1 | _L | G5 | Iron Acton | 51.569 | -2.4813
| IRONB1 | _E | L5 | Ironbridge | 52.6325 | -2.51
| ISLI_1 | _C | A7 | Islington | 51.5614 | -0.11344
| IVER_1 | _H | A6 | Iver 132kV | 51.5418 | -0.49764
| IVER_6 | _H | A6 | Iver 66kV | 51.5413 | -0.49651
| JOHN | _N | S6 | Johnstone | 55.8443 | -4.5041
| JORD_3 | _M | P3 | Jordanthorpe | 53.3301 | -1.4534
| KAIM | _N | S6 | Kaimes | 55.8905 | -3.1634
| KEAD_1 | _M | P8 | Keadby | 53.5972 | -0.75792
| KEAR_1 | _G | N4 | Kearsley 132kV | 53.5382 | -2.359
| KEAR_3 | _G | N4 | Kearsley 33kV | 53.5382 | -2.359
| KEIT_P | _P | T1 | Keith | 57.5376 | -2.9327
| KEMS_1 | _J | C3 | Kemsley | 51.3673 | 0.74064
| KEOO | _N | S6 | Kendoon | 55.1608 | -4.1805
| KIER | _N | S5 | Killermont | 55.9033 | -4.3099
| KIIN_P | _P | T4 | Killin | 56.4754 | -4.3245
| KILS | _N | S6 | Kilmarnock South | 55.5796 | -4.456
| KILT | _N | S6 | Kilmarnock Town | 55.5931 | -4.487
| KILW | _N | S6 | Kilwinning | 55.664 | -4.6781
| KINO_1 | _J | C2 | Kingsnorth | 51.42 | 0.59622
| KINL_P | _P | T1 | Kinlochleven | 56.7136 | -4.95
| KINT_P | _P | T2 | Kintore | 57.2129 | -2.374
| KIBY_1 | _D | N1 | Kirkby (_D) | 53.4693 | -2.8495
| KIBY_G | _G | N1 | Kirkby (_G) | 53.4693 | -2.8495
| KIRKB1 | _M | P1 | Kirkstall B | 53.8058 | -1.5968
| KITW_1 | _E | L2 | Kitwell | 52.4313 | -2.0132
| KNAR | _F | P2 | Knaresborough | 54.0312 | -1.4878
| LACK_6 | _F | Q2 | Lackenby | 54.5677 | -1.1334
| LAIR_P | _P | T5 | Lairg | 58.0081 | -4.395
| LALE1SG003 | _H | A6 | Laleham | 51.4244 | -0.46938
| LAND1 | _L | F6 | Landulph | 50.4443 | -4.2421
| LEGA_1 | _D | M4 | Legacy | 53.0289 | -3.052
| LEVE | _N | S5 | Leven | 56.2078 | -2.9972
| LINM | _N | S6 | Linnmill | 55.9031 | -4.2568
| LISD_1 | _D | N1 | Lister Drive | 53.4194 | -2.9238
| LITT_C | _C | A8 | Littlebrook (_C) | 51.4606 | 0.24439
| LITT_J | _J | A8 | Littlebrook (_J) | 51.4606 | 0.24439
| LING | _N | S6 | Livingston East | 55.9074 | -3.5068
| LODR_6 | _C | A7 | Lodge Road | 51.5284 | -0.17053
| LOUD_H | _H | A6 | Loudwater | 51.6642 | -0.65512
| LOVE_1 | _H | B2 | Lovedean | 50.9162 | -1.0402
| LUNA_P | _P | T4 | Lunanhead | 56.6544 | -2.865
| LYND_P | _P | T4 | Lyndhurst | 56.4811 | -3.017
| MACC_3 | _G | N6 | Macclesfield | 53.2686 | -2.1206
| MACD_P | _P | T1 | Macduff | 57.6594 | -2.491
| MANN_1 | _H | E1 | Mannington | 50.8472 | -1.8948
| MAGA_6 | _K | H1 | Margam | 51.56 | -3.7541
| MAYB | _N | S6 | Maybole | 55.337 | -4.677
| MELK_1 | _H | G6 | Melksham | 51.3918 | -2.1504
| MILH_1 | _A | A6 | Mill Hill | 51.618 | -0.20954
| MILC_P | _P | T4 | Milton of Craigie | 56.4686 | -2.917
| MITY_1 | _H | G6 | Minety | 51.6075 | -2.0012
| MYBS_P | _P | T5 | Mybster | 58.4449 | -3.4219
| NAIR_P | _P | T1 | Nairn | 57.574 | -3.8445
| NECE_1 | _E | L3 | Nechells | 52.507 | -1.8512
| NEEP_3 | _M | P3 | Neepsend | 53.4061 | -1.4892
| NEWX_6 | _C | A4 | New Cross | 51.4838 | -0.06132
| NEAR | _N | S6 | Newarthill | 55.8213 | -3.936
| NETS | _N | S6 | Newton Stewart | 54.9484 | -4.491
| NINF_1 | _J | B1 | Ninfield | 50.8807 | 0.4495
| NHYD_6 | _H | A6 | North Hyde | 51.4992 | -0.41142
| NFLE | _J | C2 | Northfleet East | 51.428 | 0.32973
| NORT_1 | _F | Q4 | Norton | 54.5922 | -1.3628
| NORL_3 | _M | P3 | Norton Lees | 53.3499 | -1.4699
| NORM_1 | _A | J3 | Norwich Main | 52.5733 | 1.2718
| NURS_1 | _H | B2 | Nursling | 50.9409 | -1.4879
| OCKH_1 | _E | L2 | Ocker Hill | 52.541 | -2.0331
| OFFE_3 | _F | Q4 | Offerton | 54.8812 | -1.4576
| OLDB_1 | _E | L2 | Oldbury | 52.4985 | -2.0223
| ORMO | _G | R5 | Ormonde | 54.0327 | -2.889
| ORRI_P | _P | T1 | Orrin | 57.5537 | -4.6163
| OSBA_1 | _F | P6 | Osbaldwick | 53.9564 | -1.0243
| PADIB1 | _G | N5 | Padiham | 53.7945 | -2.3274
| PAIS | _N | S6 | Paisley | 55.8391 | -4.4107
| PART | _N | S5 | Partick | 55.8695 | -4.3161
| PELH_1 | _A | D5 | Pelham | 51.9351 | 0.11679
| PEMB_1 | _K | H6 | Pembroke | 51.6822 | -4.9873
| PENN_1 | _E | L1 | Penn | 52.5565 | -2.2083
| PENT_1 | _D | M6 | Pentir | 53.187 | -4.1596
| PENE_1 | _G | R4 | Penwortham East | 53.7443 | -2.7551
| PENW_1 | _G | R4 | Penwortham West | 53.7443 | -2.7551
| PERI_H | _H | A7 | Perivale | 51.535 | -0.25705
| PERS_P | _P | T2 | Persley | 57.1741 | -2.1384
| PEHG_P | _P | T2 | Peterhead Grange | 57.5046 | -1.7841
| PEHS_P | _P | T2 | Peterhead Shell | 57.5079 | -1.7843
| PITS_3 | _M | P3 | Pitsmoor | 53.3997 | -1.4463
| POPP_3 | _F | P2 | Poppleton | 53.9744 | -1.1329
| PORA_P | _P | T3 | Port Ann | 56.026 | -5.35
| PORD | _N | S5 | Port Dundas | 55.8731 | -4.2538
| POOB | _N | S6 | Portobello | 55.9523 | -3.1225
| PYLE_1 | _K | H1 | Pyle | 51.5358 | -3.6877
| QUOI_P | _P | T1 | Quoich | 57.0695 | -5.1077
| RAIN_1 | _D | N1 | Rainhill | 53.4211 | -2.7378
| RANN_P | _P | T4 | Rannoch | 56.6902 | -4.3987
| RASS_1 | _K | H6 | Rassau | 51.8087 | -3.2257
| RATS_1 | _B | L7 | Ratcliffe | 52.8633 | -1.2527
| RAVE | _N | S6 | Ravenscraig | 55.7642 | -3.9288
| RAYL_1 | _A | C5 | Rayleigh | 51.5936 | 0.56852
| REBR_3 | _C | A1 | Redbridge | 51.5892 | 0.04405
| REDH | _N | S5 | Redhouse | 56.1453 | -3.148
| REDM_P | _P | T2 | Redmoss | 57.1084 | -2.0916
| RICH_J | _J | C7 | Richborough | 51.3087 | 1.3459
| RRIG | _G | Q8 | Robin Rigg | 54.9415 | -2.9644
| ROCH_1 | _G | N4 | Rochdale | 53.6217 | -2.2155
| RUGEB1 | _E | L5 | Rugeley | 52.7538 | -1.9126
| RYEH_1 | _A | A9 | Rye House | 51.7581 | 0.0034608
| SALT_1 | _M | P8 | Saltend North | 53.7428 | -0.23808
| SALH_1 | _F | Q2 | Saltholme | 54.607 | -1.2383
| SEAB1 | _L | G7 | Seabank | 51.5363 | -2.6705
| SELL_1 | _J | C4 | Sellindge | 51.1062 | 0.97755
| SHEC_3 | _M | P3 | Sheffield City | 53.3753 | -1.4771
| SALL1 | _A | J3 | Sheringham Shoal | 52.5733 | 1.2718
| SHIN_P | _P | T5 | Shin | 57.9382 | -4.404
| SHRW_1 | _E | L5 | Shrewsbury | 52.7097 | -2.6927
| SHRU | _N | S6 | Shrubhill | 55.9653 | -3.1849
| SIGH | _N | S6 | Sighthill | 55.9257 | -3.3
| SKLGB1 | _M | P1 | Skelton Grange | 53.7756 | -1.4965
| SLOY_P | _P | T3 | Sloy | 56.2464 | -4.704
| SMAN_1 | _G | N2 | South Manchester | 53.4221 | -2.2751
| SSHI_3 | _F | Q4 | South Shields | 54.9733 | -1.4501
| SPAV | _N | S6 | Spango Valley | 55.9355 | -4.8113
| SPEN_1 | _F | Q7 | Spennymoor | 54.7048 | -1.5544
| SANX | _N | S6 | St Andrews Cross | 56.3407 | -2.7959
| SFEG_P | _P | T2 | St Fergus Gas Terminal | 57.5788 | -1.8413
| SFIL_P | _P | T4 | St Fillans | 56.4346 | -4.0653
| SJOW_1 | _C | A7 | St John's Wood | 51.5271 | -0.17175
| SASA | _D | M6 | St. Asaph | 53.2567 | -3.4691
| STAL_1 | _G | N7 | Stalybridge | 53.4922 | -2.0437
| STAH_1 | _G | R4 | Stanah | 53.8797 | -2.9898
| STAY_1 | _B | K5 | Staythorpe | 53.0775 | -0.86897
| STEN_1 | _F | Q5 | Stella North | 54.9781 | -1.7245
| STES_1 | _F | Q5 | Stella South | 54.9744 | -1.7325
| STIR | _N | S5 | Stirling | 56.1157 | -3.9146
| SBAR | _B | L7 | Stoke Bardolph | 52.9598 | -1.0506
| STHA | _N | S6 | Strathaven | 55.7526 | -4.0802
| STLE | _N | S5 | Strathleven | 55.9469 | -4.5761
| STRI_P | _P | T2 | Strichen | 57.5862 | -2.07
| SUND_1 | _A | D4 | Sundon | 51.9333 | -0.50157
| SWAN_1 | _K | H6 | Swansea North | 51.6827 | -3.961
| TARL_P | _P | T2 | Tarland | 57.1515 | -2.788
| TAUN1 | _L | E8 | Taunton | 51.0169 | -3.1528
| TAYN_P | _P | T3 | Taynuilt | 56.4301 | -5.214
| TELR | _N | S6 | Telford Road | 55.9615 | -3.2413
| TEMP_3 | _M | P3 | Templeborough | 53.4121 | -1.385
| THOM_6 | _M | P6 | Thorpe Marsh | 53.5792 | -1.087
| THUR_6 | _M | P3 | Thurcroft | 53.4048 | -1.2666
| THSO_P | _P | T5 | Thurso | 58.5722 | -3.5094
| TILBB_1 | _A | C1 | Tilbury | 51.4611 | 0.39161
| TONG | _N | S6 | Tongland | 54.8545 | -4.026
| TOTT_1 | _A | A1 | Tottenham | 51.6038 | -0.048684
| TRAW_1 | _D | M7 | Trawsfynydd | 52.9289 | -3.9506
| TUMB_P | _P | T4 | Tummel Bridge | 56.7064 | -4.0162
| TYNE_1 | _F | Q4 | Tynemouth 1 | 55.0238 | -1.4993
| TYNE_2 | _F | Q4 | Tynemouth 2 | 55.0238 | -1.4993
| UPPB_1 | _K | H2 | Upper Boat 132kV | 51.5752 | -3.2975
| UPPB_3 | _K | H2 | Upper Boat 33kV | 51.5757 | -3.2996
| USKM_1 | _K | H2 | Uskmouth | 51.5487 | -2.9755
| WALH_1 | _E | G1 | Walham | 51.8716 | -2.2662
| WABO | _G | R4 | Walney 2 | 53.8797 | -2.9898
| WALP_1 | _A | J1 | Walpole (_A) | 52.7277 | 0.19893
| WALP_B | _B | J1 | Walpole (_B) | 52.7277 | 0.19893
| WARL_1 | _A | C6 | Warley | 51.553 | 0.30064
| WASF_1 | _G | N1 | Washway Farm | 53.5622 | -2.8197
| WATFS_1 | _A | A6 | Watford South | 51.6423 | -0.40509
| WBOL_6 | _F | Q4 | West Boldon | 54.9401 | -1.472
| WBUR_1 | _B | K6 | West Burton | 53.3604 | -0.80717
| WGEO | _N | S5 | West George Street | 55.8626 | -4.2641
| WHAM_1 | _C | A1 | West Ham | 51.5196 | 0.0018434
| WMEL_1 | _M | P3 | West Melton | 53.5019 | -1.3785
| WTHU31 | _A | A1 | West Thurrock | 51.4723 | 0.28938
| WWEY_1 | _J | A8 | West Weybridge | 51.348 | -0.48908
| WFIE | _N | S5 | Westfield | 56.1628 | -3.2959
| WHGA_1 | _G | N4 | Whitegate | 53.5296 | -2.1635
| WHHO | _N | S6 | Whitehouse | 55.9302 | -3.1994
| WIEN_1 | _E | L2 | Willenhall | 52.5768 | -2.0598
| WISD_1 | _C | A7 | Willesden 132kV | 51.5346 | -0.25715
| WISD_6 | _C | A7 | Willesden 66kV | 51.535 | -0.25705
| WILL_1 | _B | L5 | Willington | 52.8561 | -1.5488
| WIOW_P | _P | T2 | Willowdale | 57.1538 | -2.0971
| WIMBN1 | _C | A4 | Wimbledon North | 51.431 | -0.18803
| WIMBS1 | _C | A4 | Wimbledon South | 51.431 | -0.18803
| WIBA_3 | _M | P3 | Wincobank | 53.4133 | -1.4177
| WISH | _N | S6 | Wishaw | 55.7642 | -3.9288
| WOHI_P | _P | T2 | Woodhill | 57.1542 | -2.1463
| WYLF_1 | _D | M8 | Wylfa | 53.4136 | -4.4823
| WYMOM_1 | _A | D5 | Wymondley | 51.9285 | -0.25037
| G_EXTRA_1 | _N | S6 | Dumfries 11 | 55.0619 | -3.583 | GSP "DUMF" modelled as 3 parts (split busbar)
| G_EXTRA_2 | _N | S6 | Dumfries 33 | 55.0619 | -3.583 | GSP "DUMF" modelled as 3 parts (split busbar)
| G_EXTRA_3 | _N | S6 | Dumfries ICI | 55.0619 | -3.583 | GSP "DUMF" modelled as 3 parts (split busbar)
| G_EXTRA_4 | _N | S6 | Grangemouth A | 56.0018 | -3.6893 | GSP "GRMO" modelled as 2 parts (split busbar)
| G_EXTRA_5 | _N | S6 | Grangemouth C | 56.0018 | -3.6893 | GSP "GRMO" modelled as 2 parts (split busbar)
| G_EXTRA_6 | _N | S5 | Kilbowie 11 | 55.9047 | -4.4121 | GSP "KILB" modelled as 2 parts (split busbar)
| G_EXTRA_7 | _N | S5 | Kilbowie 33 | 55.9047 | -4.4121 | GSP "KILB" modelled as 2 parts (split busbar)
| G_EXTRA_8 | _N | S6 | Saltcoats A | 55.646 | -4.7938 | GSP "SACO" modelled as 2 parts (split busbar)
| G_EXTRA_9 | _N | S6 | Saltcoats B | 55.646 | -4.7938 | GSP "SACO" modelled as 2 parts (split busbar)
| G_EXTRA_10 | _N | S6 | Crookston A | 55.8211 | -4.3643 | GSP "CROO" modelled as 2 parts (split busbar)
| G_EXTRA_11 | _N | S6 | Crookston B | 55.8211 | -4.3643 | GSP "CROO" modelled as 2 parts (split busbar)
| G_EXTRA_12 | _P | #N/A | Shetland | 60.2758 | -1.2759 | Not included in this workbook. Strictly not a GSP.
| G_EXTRA_13 | _P | T2 | Rothienorman | #N/A | #N/A | Potential new build GSP within forecast.
| G_EXTRA_14 | _P | #N/A | Finstown | #N/A | #N/A | Potential new build GSP within forecast.
| G_EXTRA_15 | _N | S6 | Lesmahagow | 0 | 0
| G_EXTRA_16 | _N | S6 | Moffat | 0 | 0
| DUNB_A | _N | S6 | Dunbar A | 0 | 0 | GSP "DUNB" modelled as 2 parts (split busbar)
| DUNB_B | _N | S6 | Dunbar B | 0 | 0 | GSP "DUNB" modelled as 2 parts (split busbar)

## GSPs
Name | GSP ID
Abernethy | ABNE_P
Aberthaw | ABTH_1
Abham | ABHA1
Acton Lane 22kV | ACTL_C
Acton Lane 66kV | ACTL_2
Alness | ALNE_P
Alpha Steel (Uskmouth) | ALST_3
Alverdiscott | ALVE1
Amersham Main | AMEM_1
Arbroath | ARBR_P
Ardkinglas | ARDK_P
Ardmore | ARMO_P
Axminster | AXMI1
Ayr | AYRR
Bainsford | BAIN
Barking | BARKC1
Barking West | BARKW3
Bathgate | BAGA
Beauly | BEAU_P
Beddington (_C) | BEDDT1
Beddington (_J) | BEDD_1
Berkswell | BESW_1
Berryburn | BERB_P
Berwick | BERW
Bicker Fen | BICF_1
Birkenhead | BIRK_1
Bishops Wood | BISW_1
Blyth 66kV | BLYTB1
Blyth 132kV | BLYTH132
Boat of Garten | BOAG_P
Bolney | BOLN_1
Bonnybridge | BONN
Botley Wood | BOTW_1
Braco West | BRAC_P
Bradford West | BRAW_1
Braehead Park | BRAP
Braintree | BRAI_1
Bramford | BRFO_1
Bramley | BRLE_1
Bredbury | BRED_1
Bridge of Dun | BRID_P
Bridgewater | BRWA1
Brimsdown | BRIM_1
Broadford | BROA_P
Brora | BROR_P
Broxburn | BROX
Burghmuir | BUMU_P
Burwell Main | BURM_1
Bushbury | BUSH_1
Bustleholme | BUST_1
Cairnford | CAIF_P
Camblesforth | CAMB_01
Canal Bank | CBNK_H
Canterbury | CANTN1
Capenhurst | CAPEA1
Cardiff East | CARE_1
Carntyne | CATY
Carradale | CAAD_P
Carrington | CARR_1
Carsfad | CAFA
Cassley | CASS_P
Ceannacroc | CEAN_P
Cellarhead | CELL_1
Chapelcross | CHAP
Charleston | CHAR_P
Charlotte Street | CHAS
Chessington | CHSI_1
Chesterfield | CHTE_1
Chickerell | CHIC_1
City Road | CITR_1
Clachan | CLAC_P
Clacton | CLT03
Clayhills | CLAY_P
Clyde’s Mill | CLYM
Coatbridge | COAT
Cockenzie | COCK
Connah's Quay | CONQA1
Coupar Angus | COUA_P
Coventry | COVE_1
Cowley | COWL_1
Coylton | COYL
Craigiebuckler | CRAI_P
Creyke Beck | CREB_1
Cumbernauld | CUMB
Cupar | CUPA
Currie | CURR
Dallas | DALL_P
Dalmarnock | DALM3
Devol Moor | DEVM
Devonside | DEVO
Dewar Place | DEWP
Dounreay | DOUN_P
Drakelow | DRAK_1
Drax | DRAX_1
Drumchapel | DRUM
Drumcross | DRCR
Dudhope | DUDH_P
Dunbar | DUNB
Dunbeath | DUBE_P
Dunfermline | DUNF
Dunoon | DUNO_P
Dunvegan | DUGR_P
Dyce | DYCE_P
Ealing | EALI_6
Earlstoun | EAST
East Claydon | ECLA_1
East Claydon | ECLA_H
East Kilbride | EKIL
East Kilbride South | EKIS
Easterhouse | EERH
Eaton Socon | EASO_1
Eccles | ECCL
Elderslie | ELDE
Elgin | ELGI_P
Elland | ELLA_1
Elstree | ELST_1
Enderby | ENDE_1
Erskine | ERSK
Exeter | EXET1
Fasnakyle | FASN_P
Fawley | FAWL_1
Feckenham | FECK_6
Ferrybridge A | FERRA2
Ferrybridge B | FERRB1
Ferrybridge B | FERRB_M
Fetteresso | FETT_P
Fiddes | FIDD_P
Fiddlers Ferry | FIDF_1
Finnieston | FINN
Fleet | FLEE_1
Fort Augustus | FAUG_P
Fort William | FWIL_P
Fourstones | FOUR_1
Fraserburgh | FRAS_P
Frodsham | FROD_1
Galashiels | GALA
Giffnock | GIFF
Glenfarclas | GLEF_P
Glenlee | GLLE
Glenluce | GLLU
Glenniston | GLNI
Glenrothes | GLRO
Gorgie | GORG
Govan | GOVA
Greenford | GREE_H
Grendon | GREN_1
Grimsby West | GRIW_1
Grudie Bridge | GRUB_P
Hackney 132kV | HACK_1
Hackney 66kV | HACK_6
Haggs Road | HAGR
Hams Hall | HAMHC1
Harker | HARK_1
Hart Moor | HARM_6
Hawick | HAWI
Hawthorn Pit | HAWP_6
Helensburgh | HELE
Heysham (NGET) | HEYS_1
Heysham (Barrow WF) | HEYS1
Hunterston Farm | HUER
Hurst | HURS_1
Hutton | HUTT_1
Imperial Park | IMPK_1
Indian Queens | INDQ1
Inverkeithing | INKE
Inverness | INNE_P
Iron Acton | IROA1
Ironbridge | IRONB1
Islington | ISLI_1
Iver 132kV | IVER_1
Iver 66kV | IVER_6
Johnstone | JOHN
Jordanthorpe | JORD_3
Kaimes | KAIM
Keadby | KEAD_1
Kearsley 132kV | KEAR_1
Kearsley 33kV | KEAR_3
Keith | KEIT_P
Kemsley | KEMS_1
Kendoon | KEOO
Killermont | KIER
Killin | KIIN_P
Kilmarnock South | KILS
Kilmarnock Town | KILT
Kilwinning | KILW
Kingsnorth | KINO_1
Kinlochleven | KINL_P
Kintore | KINT_P
Kirkby (_D) | KIBY_1
Kirkby (_G) | KIBY_G
Kirkstall B | KIRKB1
Kitwell | KITW_1
Knaresborough | KNAR
Lackenby | LACK_6
Lairg | LAIR_P
Laleham | LALE1SG003
Landulph | LAND1
Legacy | LEGA_1
Leven | LEVE
Linnmill | LINM
Lister Drive | LISD_1
Littlebrook (_C) | LITT_C
Littlebrook (_J) | LITT_J
Livingston East | LING
Lodge Road | LODR_6
Loudwater | LOUD_H
Lovedean | LOVE_1
Lunanhead | LUNA_P
Lyndhurst | LYND_P
Macclesfield | MACC_3
Macduff | MACD_P
Mannington | MANN_1
Margam | MAGA_6
Maybole | MAYB
Melksham | MELK_1
Mill Hill | MILH_1
Milton of Craigie | MILC_P
Minety | MITY_1
Mybster | MYBS_P
Nairn | NAIR_P
Nechells | NECE_1
Neepsend | NEEP_3
New Cross | NEWX_6
Newarthill | NEAR
Newton Stewart | NETS
Ninfield | NINF_1
North Hyde | NHYD_6
Northfleet East | NFLE
Norton | NORT_1
Norton Lees | NORL_3
Norwich Main | NORM_1
Nursling | NURS_1
Ocker Hill | OCKH_1
Offerton | OFFE_3
Oldbury | OLDB_1
Ormonde | ORMO
Orrin | ORRI_P
Osbaldwick | OSBA_1
Padiham | PADIB1
Paisley | PAIS
Partick | PART
Pelham | PELH_1
Pembroke | PEMB_1
Penn | PENN_1
Pentir | PENT_1
Penwortham East | PENE_1
Penwortham West | PENW_1
Perivale | PERI_H
Persley | PERS_P
Peterhead Grange | PEHG_P
Peterhead Shell | PEHS_P
Pitsmoor | PITS_3
Poppleton | POPP_3
Port Ann | PORA_P
Port Dundas | PORD
Portobello | POOB
Pyle | PYLE_1
Quoich | QUOI_P
Rainhill | RAIN_1
Rannoch | RANN_P
Rassau | RASS_1
Ratcliffe | RATS_1
Ravenscraig | RAVE
Rayleigh | RAYL_1
Redbridge | REBR_3
Redhouse | REDH
Redmoss | REDM_P
Richborough | RICH_J
Robin Rigg | RRIG
Rochdale | ROCH_1
Rugeley | RUGEB1
Rye House | RYEH_1
Saltend North | SALT_1
Saltholme | SALH_1
Seabank | SEAB1
Sellindge | SELL_1
Sheffield City | SHEC_3
Sheringham Shoal | SALL1
Shin | SHIN_P
Shrewsbury | SHRW_1
Shrubhill | SHRU
Sighthill | SIGH
Skelton Grange | SKLGB1
Sloy | SLOY_P
South Manchester | SMAN_1
South Shields | SSHI_3
Spango Valley | SPAV
Spennymoor | SPEN_1
St Andrews Cross | SANX
St Fergus Gas Terminal | SFEG_P
St Fillans | SFIL_P
St John's Wood | SJOW_1
St. Asaph | SASA
Stalybridge | STAL_1
Stanah | STAH_1
Staythorpe | STAY_1
Stella North | STEN_1
Stella South | STES_1
Stirling | STIR
Stoke Bardolph | SBAR
Strathaven | STHA
Strathleven | STLE
Strichen | STRI_P
Sundon | SUND_1
Swansea North | SWAN_1
Tarland | TARL_P
Taunton | TAUN1
Taynuilt | TAYN_P
Telford Road | TELR
Templeborough | TEMP_3
Thorpe Marsh | THOM_6
Thurcroft | THUR_6
Thurso | THSO_P
Tilbury | TILBB_1
Tongland | TONG
Tottenham | TOTT_1
Trawsfynydd | TRAW_1
Tummel Bridge | TUMB_P
Tynemouth 1 | TYNE_1
Tynemouth 2 | TYNE_2
Upper Boat 132kV | UPPB_1
Upper Boat 33kV | UPPB_3
Uskmouth | USKM_1
Walham | WALH_1
Walney 2 | WABO
Walpole (_A) | WALP_1
Walpole (_B) | WALP_B
Warley | WARL_1
Washway Farm | WASF_1
Watford South | WATFS_1
West Boldon | WBOL_6
West Burton | WBUR_1
West George Street | WGEO
West Ham | WHAM_1
West Melton | WMEL_1
West Thurrock | WTHU31
West Weybridge | WWEY_1
Westfield | WFIE
Whitegate | WHGA_1
Whitehouse | WHHO
Willenhall | WIEN_1
Willesden 132kV | WISD_1
Willesden 66kV | WISD_6
Willington | WILL_1
Willowdale | WIOW_P
Wimbledon North | WIMBN1
Wimbledon South | WIMBS1
Wincobank | WIBA_3
Wishaw | WISH
Woodhill | WOHI_P
Wylfa | WYLF_1
Wymondley | WYMOM_1

## Lat_Lon
Latitude | Longitude | Name | GSP ID
56.3395 | -3.2938 | Abernethy | ABNE_P
51.3852 | -3.4033 | Aberthaw | ABTH_1
50.4716 | -3.7295 | Abham | ABHA1
51.535 | -0.25705 | Acton Lane 22kV | ACTL_C
51.535 | -0.25705 | Acton Lane 66kV | ACTL_2
57.7081 | -4.2742 | Alness | ALNE_P
51.5487 | -2.9755 | Alpha Steel (Uskmouth) | ALST_3
51.0057 | -4.1375 | Alverdiscott | ALVE1
51.6642 | -0.65512 | Amersham Main | AMEM_1
56.5639 | -2.619 | Arbroath | ARBR_P
56.2872 | -4.9555 | Ardkinglas | ARDK_P
57.5544 | -6.645 | Ardmore | ARMO_P
50.7871 | -2.9244 | Axminster | AXMI1
55.4569 | -4.5874 | Ayr | AYRR
56.0138 | -3.7677 | Bainsford | BAIN
51.5182 | 0.11316 | Barking | BARKC1
51.5165 | 0.10696 | Barking West | BARKW3
55.9004 | -3.6739 | Bathgate | BAGA
57.4676 | -4.4898 | Beauly | BEAU_P
51.374 | -0.12918 | Beddington (_C) | BEDDT1
51.374 | -0.12918 | Beddington (_J) | BEDD_1
52.3866 | -1.6139 | Berkswell | BESW_1
57.5041 | -3.5994 | Berryburn | BERB_P
55.7774 | -2.0787 | Berwick | BERW
52.9308 | -0.22116 | Bicker Fen | BICF_1
53.3659 | -3.0613 | Birkenhead | BIRK_1
52.3125 | -2.2427 | Bishops Wood | BISW_1
55.1411 | -1.5307 | Blyth 66kV | BLYTB1
55.1411 | -1.5307 | Blyth 132kV | BLYTH132
57.2493 | -3.723 | Boat of Garten | BOAG_P
50.9744 | -0.23649 | Bolney | BOLN_1
56.0071 | -3.8603 | Bonnybridge | BONN
50.885 | -1.233 | Botley Wood | BOTW_1
56.2761 | -3.8777 | Braco West | BRAC_P
53.8101 | -1.867 | Bradford West | BRAW_1
55.8807 | -4.381 | Braehead Park | BRAP
51.8654 | 0.57604 | Braintree | BRAI_1
52.0702 | 1.0628 | Bramford | BRFO_1
51.3355 | -1.077 | Bramley | BRLE_1
53.4152 | -2.1313 | Bredbury | BRED_1
56.7204 | -2.5566 | Bridge of Dun | BRID_P
51.1173 | -2.9688 | Bridgewater | BRWA1
51.6635 | -0.024885 | Brimsdown | BRIM_1
57.2479 | -5.9358 | Broadford | BROA_P
58.0199 | -3.8747 | Brora | BROR_P
55.9193 | -3.4534 | Broxburn | BROX
56.3967 | -3.4875 | Burghmuir | BUMU_P
52.2801 | 0.31206 | Burwell Main | BURM_1
52.6362 | -2.1148 | Bushbury | BUSH_1
52.553 | -1.964 | Bustleholme | BUST_1
57.4517 | -2.8497 | Cairnford | CAIF_P
53.7295 | -1.0008 | Camblesforth | CAMB_01
51.535 | -0.25705 | Canal Bank | CBNK_H
51.2923 | 1.0942 | Canterbury | CANTN1
53.2662 | -2.948 | Capenhurst | CAPEA1
51.4955 | -3.1447 | Cardiff East | CARE_1
55.857 | -4.1966 | Carntyne | CATY
55.5903 | -5.5023 | Carradale | CAAD_P
53.4349 | -2.4003 | Carrington | CARR_1
55.1435 | -4.1893 | Carsfad | CAFA
56.5421 | -4.5167 | Cassley | CASS_P
57.154 | -4.9367 | Ceannacroc | CEAN_P
53.0411 | -2.0858 | Cellarhead | CELL_1
55.0135 | -3.2211 | Chapelcross | CHAP
56.4738 | -3.0448 | Charleston | CHAR_P
55.8551 | -4.239 | Charlotte Street | CHAS
51.3434 | -0.32335 | Chessington | CHSI_1
53.2243 | -1.3875 | Chesterfield | CHTE_1
50.6244 | -2.4893 | Chickerell | CHIC_1
51.5307 | -0.0958 | City Road | CITR_1
56.2771 | -4.922 | Clachan | CLAC_P
51.826 | 1.1794 | Clacton | CLT03
57.1402 | -2.0986 | Clayhills | CLAY_P
55.8224 | -4.1493 | Clyde’s Mill | CLYM
55.8514 | -4.0134 | Coatbridge | COAT
55.9666 | -2.967 | Cockenzie | COCK
53.2275 | -3.0727 | Connah's Quay | CONQA1
56.5381 | -3.273 | Coupar Angus | COUA_P
52.4555 | -1.464 | Coventry | COVE_1
51.7103 | -1.1909 | Cowley | COWL_1
55.4471 | -4.429 | Coylton | COYL
57.1311 | -2.153 | Craigiebuckler | CRAI_P
53.801 | -0.41449 | Creyke Beck | CREB_1
55.947 | -3.9638 | Cumbernauld | CUMB
56.3142 | -3.035 | Cupar | CUPA
55.9022 | -3.3087 | Currie | CURR
57.5568 | -3.4205 | Dallas | DALL_P
55.8353 | -4.2035 | Dalmarnock | DALM3
55.9274 | -4.6768 | Devol Moor | DEVM
56.1373 | -3.7792 | Devonside | DEVO
55.9472 | -3.209 | Dewar Place | DEWP
58.5759 | -3.7535 | Dounreay | DOUN_P
52.7732 | -1.6495 | Drakelow | DRAK_1
53.7325 | -0.99257 | Drax | DRAX_1
55.9157 | -4.3489 | Drumchapel | DRUM
55.9065 | -3.5876 | Drumcross | DRCR
56.4617 | -2.95 | Dudhope | DUDH_P
55.9766 | -2.5727 | Dunbar | DUNB
58.2529 | -3.4298 | Dunbeath | DUBE_P
56.0896 | -3.4489 | Dunfermline | DUNF
55.9746 | -4.94 | Dunoon | DUNO_P
57.4279 | -6.531 | Dunvegan | DUGR_P
57.2114 | -2.181 | Dyce | DYCE_P
51.5016 | -0.29676 | Ealing | EALI_6
55.1102 | -4.1693 | Earlstoun | EAST
51.9272 | -0.90826 | East Claydon | ECLA_1
51.9272 | -0.90826 | East Claydon | ECLA_H
55.7849 | -4.1916 | East Kilbride | EKIL
55.7395 | -4.1611 | East Kilbride South | EKIS
55.8786 | -4.073 | Easterhouse | EERH
52.2149 | -0.30253 | Eaton Socon | EASO_1
55.6681 | -2.3277 | Eccles | ECCL
55.8395 | -4.4629 | Elderslie | ELDE
57.6623 | -3.3172 | Elgin | ELGI_P
53.6949 | -1.8226 | Elland | ELLA_1
51.66 | -0.3423 | Elstree | ELST_1
52.5981 | -1.2148 | Enderby | ENDE_1
55.9036 | -4.481 | Erskine | ERSK
50.7665 | -3.4059 | Exeter | EXET1
57.3228 | -4.7894 | Fasnakyle | FASN_P
50.821 | -1.3297 | Fawley | FAWL_1
52.2524 | -1.9721 | Feckenham | FECK_6
53.7201 | -1.2726 | Ferrybridge A | FERRA2
53.7221 | -1.2782 | Ferrybridge B | FERRB1
53.7221 | -1.2782 | Ferrybridge B | FERRB_M
56.9646 | -2.3474 | Fetteresso | FETT_P
56.921 | -2.292 | Fiddes | FIDD_P
53.3716 | -2.6883 | Fiddlers Ferry | FIDF_1
55.8634 | -4.2861 | Finnieston | FINN
51.2502 | -0.88103 | Fleet | FLEE_1
57.1366 | -4.7145 | Fort Augustus | FAUG_P
56.8193 | -5.0743 | Fort William | FWIL_P
55.0123 | -2.1634 | Fourstones | FOUR_1
57.6862 | -2.024 | Fraserburgh | FRAS_P
53.3094 | -2.7173 | Frodsham | FROD_1
55.6078 | -2.7665 | Galashiels | GALA
55.798 | -4.2977 | Giffnock | GIFF
57.416 | -3.316 | Glenfarclas | GLEF_P
55.0972 | -4.181 | Glenlee | GLLE
54.8766 | -4.798 | Glenluce | GLLU
56.1084 | -3.2671 | Glenniston | GLNI
56.204 | -3.1963 | Glenrothes | GLRO
55.935 | -3.2348 | Gorgie | GORG
55.8535 | -4.3142 | Govan | GOVA
51.535 | -0.25705 | Greenford | GREE_H
52.2434 | -0.72568 | Grendon | GREN_1
53.566 | -0.15076 | Grimsby West | GRIW_1
57.6145 | -4.8299 | Grudie Bridge | GRUB_P
51.5595 | -0.040784 | Hackney 132kV | HACK_1
51.5595 | -0.044431 | Hackney 66kV | HACK_6
55.83 | -4.2965 | Haggs Road | HAGR
52.5287 | -1.7087 | Hams Hall | HAMHC1
54.9415 | -2.9644 | Harker | HARK_1
54.7012 | -1.2906 | Hart Moor | HARM_6
55.4282 | -2.791 | Hawick | HAWI
54.8063 | -1.4016 | Hawthorn Pit | HAWP_6
56.0199 | -4.701 | Helensburgh | HELE
54.0327 | -2.889 | Heysham (NGET) | HEYS_1
54.0327 | -2.889 | Heysham (Barrow WF) | HEYS1
55.7432 | -4.8635 | Hunterston Farm | HUER
51.4358 | 0.15361 | Hurst | HURS_1
54.2978 | -2.6721 | Hutton | HUTT_1
51.5474 | -3.0315 | Imperial Park | IMPK_1
50.3949 | -4.9008 | Indian Queens | INDQ1
56.0422 | -3.3895 | Inverkeithing | INKE
57.452 | -4.2414 | Inverness | INNE_P
51.569 | -2.4813 | Iron Acton | IROA1
52.6325 | -2.51 | Ironbridge | IRONB1
51.5614 | -0.11344 | Islington | ISLI_1
51.5418 | -0.49764 | Iver 132kV | IVER_1
51.5413 | -0.49651 | Iver 66kV | IVER_6
55.8443 | -4.5041 | Johnstone | JOHN
53.3301 | -1.4534 | Jordanthorpe | JORD_3
55.8905 | -3.1634 | Kaimes | KAIM
53.5972 | -0.75792 | Keadby | KEAD_1
53.5382 | -2.359 | Kearsley 132kV | KEAR_1
53.5382 | -2.359 | Kearsley 33kV | KEAR_3
57.5376 | -2.9327 | Keith | KEIT_P
51.3673 | 0.74064 | Kemsley | KEMS_1
55.1608 | -4.1805 | Kendoon | KEOO
55.9033 | -4.3099 | Killermont | KIER
56.4754 | -4.3245 | Killin | KIIN_P
55.5796 | -4.456 | Kilmarnock South | KILS
55.5931 | -4.487 | Kilmarnock Town | KILT
55.664 | -4.6781 | Kilwinning | KILW
51.42 | 0.59622 | Kingsnorth | KINO_1
56.7136 | -4.95 | Kinlochleven | KINL_P
57.2129 | -2.374 | Kintore | KINT_P
53.4693 | -2.8495 | Kirkby (_D) | KIBY_1
53.4693 | -2.8495 | Kirkby (_G) | KIBY_G
53.8058 | -1.5968 | Kirkstall B | KIRKB1
52.4313 | -2.0132 | Kitwell | KITW_1
54.0312 | -1.4878 | Knaresborough | KNAR
54.5677 | -1.1334 | Lackenby | LACK_6
58.0081 | -4.395 | Lairg | LAIR_P
51.4244 | -0.46938 | Laleham | LALE1SG003
50.4443 | -4.2421 | Landulph | LAND1
53.0289 | -3.052 | Legacy | LEGA_1
56.2078 | -2.9972 | Leven | LEVE
55.9031 | -4.2568 | Linnmill | LINM
53.4194 | -2.9238 | Lister Drive | LISD_1
51.4606 | 0.24439 | Littlebrook (_C) | LITT_C
51.4606 | 0.24439 | Littlebrook (_J) | LITT_J
55.9074 | -3.5068 | Livingston East | LING
51.5284 | -0.17053 | Lodge Road | LODR_6
51.6642 | -0.65512 | Loudwater | LOUD_H
50.9162 | -1.0402 | Lovedean | LOVE_1
56.6544 | -2.865 | Lunanhead | LUNA_P
56.4811 | -3.017 | Lyndhurst | LYND_P
53.2686 | -2.1206 | Macclesfield | MACC_3
57.6594 | -2.491 | Macduff | MACD_P
50.8472 | -1.8948 | Mannington | MANN_1
51.56 | -3.7541 | Margam | MAGA_6
55.337 | -4.677 | Maybole | MAYB
51.3918 | -2.1504 | Melksham | MELK_1
51.618 | -0.20954 | Mill Hill | MILH_1
56.4686 | -2.917 | Milton of Craigie | MILC_P
51.6075 | -2.0012 | Minety | MITY_1
58.4449 | -3.4219 | Mybster | MYBS_P
57.574 | -3.8445 | Nairn | NAIR_P
52.507 | -1.8512 | Nechells | NECE_1
53.4061 | -1.4892 | Neepsend | NEEP_3
51.4838 | -0.06132 | New Cross | NEWX_6
55.8213 | -3.936 | Newarthill | NEAR
54.9484 | -4.491 | Newton Stewart | NETS
50.8807 | 0.4495 | Ninfield | NINF_1
51.4992 | -0.41142 | North Hyde | NHYD_6
51.428 | 0.32973 | Northfleet East | NFLE
54.5922 | -1.3628 | Norton | NORT_1
53.3499 | -1.4699 | Norton Lees | NORL_3
52.5733 | 1.2718 | Norwich Main | NORM_1
50.9409 | -1.4879 | Nursling | NURS_1
52.541 | -2.0331 | Ocker Hill | OCKH_1
54.8812 | -1.4576 | Offerton | OFFE_3
52.4985 | -2.0223 | Oldbury | OLDB_1
54.0327 | -2.889 | Ormonde | ORMO
57.5537 | -4.6163 | Orrin | ORRI_P
53.9564 | -1.0243 | Osbaldwick | OSBA_1
53.7945 | -2.3274 | Padiham | PADIB1
55.8391 | -4.4107 | Paisley | PAIS
55.8695 | -4.3161 | Partick | PART
51.9351 | 0.11679 | Pelham | PELH_1
51.6822 | -4.9873 | Pembroke | PEMB_1
52.5565 | -2.2083 | Penn | PENN_1
53.187 | -4.1596 | Pentir | PENT_1
53.7443 | -2.7551 | Penwortham East | PENE_1
53.7443 | -2.7551 | Penwortham West | PENW_1
51.535 | -0.25705 | Perivale | PERI_H
57.1741 | -2.1384 | Persley | PERS_P
57.5046 | -1.7841 | Peterhead Grange | PEHG_P
57.5079 | -1.7843 | Peterhead Shell | PEHS_P
53.3997 | -1.4463 | Pitsmoor | PITS_3
53.9744 | -1.1329 | Poppleton | POPP_3
56.026 | -5.35 | Port Ann | PORA_P
55.8731 | -4.2538 | Port Dundas | PORD
55.9523 | -3.1225 | Portobello | POOB
51.5358 | -3.6877 | Pyle | PYLE_1
57.0695 | -5.1077 | Quoich | QUOI_P
53.4211 | -2.7378 | Rainhill | RAIN_1
56.6902 | -4.3987 | Rannoch | RANN_P
51.8087 | -3.2257 | Rassau | RASS_1
52.8633 | -1.2527 | Ratcliffe | RATS_1
55.7642 | -3.9288 | Ravenscraig | RAVE
51.5936 | 0.56852 | Rayleigh | RAYL_1
51.5892 | 0.04405 | Redbridge | REBR_3
56.1453 | -3.148 | Redhouse | REDH
57.1084 | -2.0916 | Redmoss | REDM_P
51.3087 | 1.3459 | Richborough | RICH_J
54.9415 | -2.9644 | Robin Rigg | RRIG
53.6217 | -2.2155 | Rochdale | ROCH_1
52.7538 | -1.9126 | Rugeley | RUGEB1
51.7581 | 0.0034608 | Rye House | RYEH_1
53.7428 | -0.23808 | Saltend North | SALT_1
54.607 | -1.2383 | Saltholme | SALH_1
51.5363 | -2.6705 | Seabank | SEAB1
51.1062 | 0.97755 | Sellindge | SELL_1
53.3753 | -1.4771 | Sheffield City | SHEC_3
52.5733 | 1.2718 | Sheringham Shoal | SALL1
57.9382 | -4.404 | Shin | SHIN_P
52.7097 | -2.6927 | Shrewsbury | SHRW_1
55.9653 | -3.1849 | Shrubhill | SHRU
55.9257 | -3.3 | Sighthill | SIGH
53.7756 | -1.4965 | Skelton Grange | SKLGB1
56.2464 | -4.704 | Sloy | SLOY_P
53.4221 | -2.2751 | South Manchester | SMAN_1
54.9733 | -1.4501 | South Shields | SSHI_3
55.9355 | -4.8113 | Spango Valley | SPAV
54.7048 | -1.5544 | Spennymoor | SPEN_1
56.3407 | -2.7959 | St Andrews Cross | SANX
57.5788 | -1.8413 | St Fergus Gas Terminal | SFEG_P
56.4346 | -4.0653 | St Fillans | SFIL_P
51.5271 | -0.17175 | St John's Wood | SJOW_1
53.2567 | -3.4691 | St. Asaph | SASA
53.4922 | -2.0437 | Stalybridge | STAL_1
53.8797 | -2.9898 | Stanah | STAH_1
53.0775 | -0.86897 | Staythorpe | STAY_1
54.9781 | -1.7245 | Stella North | STEN_1
54.9744 | -1.7325 | Stella South | STES_1
56.1157 | -3.9146 | Stirling | STIR
52.9598 | -1.0506 | Stoke Bardolph | SBAR
55.7526 | -4.0802 | Strathaven | STHA
55.9469 | -4.5761 | Strathleven | STLE
57.5862 | -2.07 | Strichen | STRI_P
51.9333 | -0.50157 | Sundon | SUND_1
51.6827 | -3.961 | Swansea North | SWAN_1
57.1515 | -2.788 | Tarland | TARL_P
51.0169 | -3.1528 | Taunton | TAUN1
56.4301 | -5.214 | Taynuilt | TAYN_P
55.9615 | -3.2413 | Telford Road | TELR
53.4121 | -1.385 | Templeborough | TEMP_3
53.5792 | -1.087 | Thorpe Marsh | THOM_6
53.4048 | -1.2666 | Thurcroft | THUR_6
58.5722 | -3.5094 | Thurso | THSO_P
51.4611 | 0.39161 | Tilbury | TILBB_1
54.8545 | -4.026 | Tongland | TONG
51.6038 | -0.048684 | Tottenham | TOTT_1
52.9289 | -3.9506 | Trawsfynydd | TRAW_1
56.7064 | -4.0162 | Tummel Bridge | TUMB_P
55.0238 | -1.4993 | Tynemouth 1 | TYNE_1
55.0238 | -1.4993 | Tynemouth 2 | TYNE_2
51.5752 | -3.2975 | Upper Boat 132kV | UPPB_1
51.5757 | -3.2996 | Upper Boat 33kV | UPPB_3
51.5487 | -2.9755 | Uskmouth | USKM_1
51.8716 | -2.2662 | Walham | WALH_1
53.8797 | -2.9898 | Walney 2 | WABO
52.7277 | 0.19893 | Walpole (_A) | WALP_1
52.7277 | 0.19893 | Walpole (_B) | WALP_B
51.553 | 0.30064 | Warley | WARL_1
53.5622 | -2.8197 | Washway Farm | WASF_1
51.6423 | -0.40509 | Watford South | WATFS_1
54.9401 | -1.472 | West Boldon | WBOL_6
53.3604 | -0.80717 | West Burton | WBUR_1
55.8626 | -4.2641 | West George Street | WGEO
51.5196 | 0.0018434 | West Ham | WHAM_1
53.5019 | -1.3785 | West Melton | WMEL_1
51.4723 | 0.28938 | West Thurrock | WTHU31
51.348 | -0.48908 | West Weybridge | WWEY_1
56.1628 | -3.2959 | Westfield | WFIE
53.5296 | -2.1635 | Whitegate | WHGA_1
55.9302 | -3.1994 | Whitehouse | WHHO
52.5768 | -2.0598 | Willenhall | WIEN_1
51.5346 | -0.25715 | Willesden 132kV | WISD_1
51.535 | -0.25705 | Willesden 66kV | WISD_6
52.8561 | -1.5488 | Willington | WILL_1
57.1538 | -2.0971 | Willowdale | WIOW_P
51.431 | -0.18803 | Wimbledon North | WIMBN1
51.431 | -0.18803 | Wimbledon South | WIMBS1
53.4133 | -1.4177 | Wincobank | WIBA_3
55.7642 | -3.9288 | Wishaw | WISH
57.1542 | -2.1463 | Woodhill | WOHI_P
53.4136 | -4.4823 | Wylfa | WYLF_1
51.9285 | -0.25037 | Wymondley | WYMOM_1

## GSP List Check
Row Labels
ABHA1 | ABHA1 | ABHA1 | ABHA1
ABNE_P | ABNE_P | ABNE_P | ABNE_P
ABTH_1 | ABTH_1 | ABTH_1 | ABTH_1
ACTL_2 | ACTL_2 | ACTL_2 | ACTL_2
ACTL_C | ACTL_C | ACTL_C | ACTL_C
ALNE_P | ALNE_P | ALNE_P | ALNE_P
ALST_3 | ALST_3 | ALST_3 | ALST_3
ALVE1 | ALVE1 | ALVE1 | ALVE1
AMEM_1 | AMEM_1 | AMEM_1 | AMEM_1
ARBR_P | ARBR_P | ARBR_P | ARBR_P
ARDK_P | ARDK_P | ARDK_P | ARDK_P
ARMO_P | ARMO_P | ARMO_P | ARMO_P
AXMI1 | AXMI1 | AXMI1 | AXMI1
AYRR | AYRR | AYRR | AYRR
BAGA | BAGA | BAGA | BAGA
BAIN | BAIN | BAIN | BAIN
BARKC1 | BARKC1 | BARKC1 | BARKC1
BARKW3 | BARKW3 | BARKW3 | BARKW3
BEAU_P | BEAU_P | BEAU_P | BEAU_P
BEDD_1 | BEDD_1 | BEDD_1 | BEDD_1
BEDDT1 | BEDDT1 | BEDDT1 | BEDDT1
BERB_P | BERB_P | BERB_P | BERB_P
BERW | BERW | BERW | BERW
BESW_1 | BESW_1 | BESW_1 | BESW_1
BICF_1 | BICF_1 | BICF_1 | BICF_1
BIRK_1 | BIRK_1 | BIRK_1 | BIRK_1
BISW_1 | BISW_1 | BISW_1 | BISW_1
BLYTB1 | BLYTB1 | BLYTB1 | BLYTB1
BLYTH132 | BLYTH132 | BLYTH132 | BLYTH132
BOAG_P | BOAG_P | BOAG_P | BOAG_P
BOLN_1 | BOLN_1 | BOLN_1 | BOLN_1
BONN | BONN | BONN | BONN
BOTW_1 | BOTW_1 | BOTW_1 | BOTW_1
BRAC_P | BRAC_P | BRAC_P | BRAC_P
BRAI_1 | BRAI_1 | BRAI_1 | BRAI_1
BRAP | BRAP | BRAP | BRAP
BRAW_1 | BRAW_1 | BRAW_1 | BRAW_1
BRED_1 | BRED_1 | BRED_1 | BRED_1
BRFO_1 | BRFO_1 | BRFO_1 | BRFO_1
BRID_P | BRID_P | BRID_P | BRID_P
BRIM_1 | BRIM_1 | BRIM_1 | BRIM_1
BRLE_1 | BRLE_1 | BRLE_1 | BRLE_1
BROA_P | BROA_P | BROA_P | BROA_P
BROR_P | BROR_P | BROR_P | BROR_P
BROX | BROX | BROX | BROX
BRWA1 | BRWA1 | BRWA1 | BRWA1
BUMU_P | BUMU_P | BUMU_P | BUMU_P
BURM_1 | BURM_1 | BURM_1 | BURM_1
BUSH_1 | BUSH_1 | BUSH_1 | BUSH_1
BUST_1 | BUST_1 | BUST_1 | BUST_1
CAAD_P | CAAD_P | CAAD_P | CAAD_P
CAFA | CAFA | CAFA | CAFA
CAIF_P | CAIF_P | CAIF_P | CAIF_P
CAMB_01 | CAMB_01 | CAMB_01 | CAMB_01
CANTN1 | CANTN1 | CANTN1 | CANTN1
CAPEA1 | CAPEA1 | CAPEA1 | CAPEA1
CARE_1 | CARE_1 | CARE_1 | CARE_1
CARR_1 | CARR_1 | CARR_1 | CARR_1
CASS_P | CASS_P | CASS_P | CASS_P
CATY | CATY | CATY | CATY
CBNK_H | CBNK_H | CBNK_H | CBNK_H
CEAN_P | CEAN_P | CEAN_P | CEAN_P
CELL_1 | CELL_1 | CELL_1 | CELL_1
CHAP | CHAP | CHAP | CHAP
CHAR_P | CHAR_P | CHAR_P | CHAR_P
CHAS | CHAS | CHAS | CHAS
CHIC_1 | CHIC_1 | CHIC_1 | CHIC_1
CHSI_1 | CHSI_1 | CHSI_1 | CHSI_1
CHTE_1 | CHTE_1 | CHTE_1 | CHTE_1
CITR_1 | CITR_1 | CITR_1 | CITR_1
CLAC_P | CLAC_P | CLAC_P | CLAC_P
CLAY_P | CLAY_P | CLAY_P | CLAY_P
CLT03 | CLT03 | CLT03 | CLT03
CLYM | CLYM | CLYM | CLYM
COAT | COAT | COAT | COAT
COCK | COCK | COCK | COCK
CONQA1 | CONQA1 | CONQA1 | CONQA1
COUA_P | COUA_P | COUA_P | COUA_P
COVE_1 | COVE_1 | COVE_1 | COVE_1
COWL_1 | COWL_1 | COWL_1 | COWL_1
COYL | COYL | COYL | COYL
CRAI_P | CRAI_P | CRAI_P | CRAI_P
CREB_1 | CREB_1 | CREB_1 | CREB_1
CROO | CROO | CROO | CROO
CUMB | CUMB | CUMB | CUMB
CUPA | CUPA | CUPA | CUPA
CURR | CURR | CURR | CURR
DALL_P | DALL_P | DALL_P | DALL_P
DALM3 | DALM3 | DALM3 | DALM3
DEVM | DEVM | DEVM | DEVM
DEVO | DEVO | DEVO | DEVO
DEWP | DEWP | DEWP | DEWP
DOUN_P | DOUN_P | DOUN_P | DOUN_P
DRAK_1 | DRAK_1 | DRAK_1 | DRAK_1
DRAX_1 | DRAX_1 | DRAX_1 | DRAX_1
DRCR | DRCR | DRCR | DRCR
DRUM | DRUM | DRUM | DRUM
DUBE_P | DUBE_P | DUBE_P | DUBE_P
DUDH_P | DUDH_P | DUDH_P | DUDH_P
DUGR_P | DUGR_P | DUGR_P | DUGR_P
DUMF | DUMF | DUMF | DUMF
DUNB | DUNB | DUNB | DUNB
DUNF | DUNF | DUNF | DUNF
DUNO_P | DUNO_P | DUNO_P | DUNO_P
DYCE_P | DYCE_P | DYCE_P | DYCE_P
EALI_6 | EALI_6 | EALI_6 | EALI_6
EASO_1 | EASO_1 | EASO_1 | EASO_1
EAST | EAST | EAST | EAST
ECCL | ECCL | ECCL | ECCL
ECLA_1 | ECLA_1 | ECLA_1 | ECLA_1
ECLA_H | ECLA_H | ECLA_H | ECLA_H
EERH | EERH | EERH | EERH
EKIL | EKIL | EKIL | EKIL
EKIS | EKIS | EKIS | EKIS
ELDE | ELDE | ELDE | ELDE
ELGI_P | ELGI_P | ELGI_P | ELGI_P
ELLA_1 | ELLA_1 | ELLA_1 | ELLA_1
ELST_1 | ELST_1 | ELST_1 | ELST_1
ENDE_1 | ENDE_1 | ENDE_1 | ENDE_1
ERSK | ERSK | ERSK | ERSK
EXET1 | EXET1 | EXET1 | EXET1
FASN_P | FASN_P | FASN_P | FASN_P
FAUG_P | FAUG_P | FAUG_P | FAUG_P
FAWL_1 | FAWL_1 | FAWL_1 | FAWL_1
FECK_6 | FECK_6 | FECK_6 | FECK_6
FERRA2 | FERRA2 | FERRA2 | FERRA2
FERRB_M | FERRB_M | FERRB_M | FERRB_M
FERRB1 | FERRB1 | FERRB1 | FERRB1
FETT_P | FETT_P | FETT_P | FETT_P
FIDD_P | FIDD_P | FIDD_P | FIDD_P
FIDF_1 | FIDF_1 | FIDF_1 | FIDF_1
FINN | FINN | FINN | FINN
FLEE_1 | FLEE_1 | FLEE_1 | FLEE_1
FOUR_1 | FOUR_1 | FOUR_1 | FOUR_1
FRAS_P | FRAS_P | FRAS_P | FRAS_P
FROD_1 | FROD_1 | FROD_1 | FROD_1
FWIL_P | FWIL_P | FWIL_P | FWIL_P
GALA | GALA | GALA | GALA
GIFF | GIFF | GIFF | GIFF
GLAG_P | GLAG_P | GLAG_P | GLAG_P
GLEF_P | GLEF_P | GLEF_P | GLEF_P
GLLE | GLLE | GLLE | GLLE
GLLU | GLLU | GLLU | GLLU
GLNI | GLNI | GLNI | GLNI
GLRO | GLRO | GLRO | GLRO
GORG | GORG | GORG | GORG
GOVA | GOVA | GOVA | GOVA
GREE_H | GREE_H | GREE_H | GREE_H
GREN_1 | GREN_1 | GREN_1 | GREN_1
GRIW_1 | GRIW_1 | GRIW_1 | GRIW_1
GRMO | GRMO | GRMO | GRMO
GRUB_P | GRUB_P | GRUB_P | GRUB_P
HACK_1 | HACK_1 | HACK_1 | HACK_1
HACK_6 | HACK_6 | HACK_6 | HACK_6
HAGR | HAGR | HAGR | HAGR
HAMHC1 | HAMHC1 | HAMHC1 | HAMHC1
HARG_P | HARG_P | HARG_P | HARG_P
HARK_1 | HARK_1 | HARK_1 | HARK_1
HARM_6 | HARM_6 | HARM_6 | HARM_6
HAWI | HAWI | HAWI | HAWI
HAWP_6 | HAWP_6 | HAWP_6 | HAWP_6
HELE | HELE | HELE | HELE
HEYS_1 | HEYS_1 | HEYS_1 | HEYS_1
HEYS1 | HEYS1 | HEYS1 | HEYS1
HUER | HUER | HUER | HUER
HURS_1 | HURS_1 | HURS_1 | HURS_1
HUTT_1 | HUTT_1 | HUTT_1 | HUTT_1
IMPK_1 | IMPK_1 | IMPK_1 | IMPK_1
INDQ1 | INDQ1 | INDQ1 | INDQ1
INKE | INKE | INKE | INKE
INNE_P | INNE_P | INNE_P | INNE_P
IROA1 | IROA1 | IROA1 | IROA1
IRONB1 | IRONB1 | IRONB1 | IRONB1
ISLI_1 | ISLI_1 | ISLI_1 | ISLI_1
IVER_1 | IVER_1 | IVER_1 | IVER_1
IVER_6 | IVER_6 | IVER_6 | IVER_6
JOHN | JOHN | JOHN | JOHN
JORD_3 | JORD_3 | JORD_3 | JORD_3
KAIM | KAIM | KAIM | KAIM
KEAD_1 | KEAD_1 | KEAD_1 | KEAD_1
KEAR_1 | KEAR_1 | KEAR_1 | KEAR_1
KEAR_3 | KEAR_3 | KEAR_3 | KEAR_3
KEIT_P | KEIT_P | KEIT_P | KEIT_P
KEMS_1 | KEMS_1 | KEMS_1 | KEMS_1
KEOO | KEOO | KEOO | KEOO
KIBY_1 | KIBY_1 | KIBY_1 | KIBY_1
KIBY_G | KIBY_G | KIBY_G | KIBY_G
KIER | KIER | KIER | KIER
KIIN_P | KIIN_P | KIIN_P | KIIN_P
KILB | KILB | KILB | KILB
KILS | KILS | KILS | KILS
KILT | KILT | KILT | KILT
KILW | KILW | KILW | KILW
KINL_P | KINL_P | KINL_P | KINL_P
KINO_1 | KINO_1 | KINO_1 | KINO_1
KINT_P | KINT_P | KINT_P | KINT_P
KIRKB1 | KIRKB1 | KIRKB1 | KIRKB1
KITW_1 | KITW_1 | KITW_1 | KITW_1
KNAR | KNAR | KNAR | KNAR
LACK_6 | LACK_6 | LACK_6 | LACK_6
LAIR_P | LAIR_P | LAIR_P | LAIR_P
LALE1SG003 | LALE1SG003 | LALE1SG003 | LALE1SG003
LAND1 | LAND1 | LAND1 | LAND1
LEGA_1 | LEGA_1 | LEGA_1 | LEGA_1
LEVE | LEVE | LEVE | LEVE
LING | LING | LING | LING
LINM | LINM | LINM | LINM
LISD_1 | LISD_1 | LISD_1 | LISD_1
LITT_C | LITT_C | LITT_C | LITT_C
LITT_J | LITT_J | LITT_J | LITT_J
LODR_6 | LODR_6 | LODR_6 | LODR_6
LOUD_H | LOUD_H | LOUD_H | LOUD_H
LOVE_1 | LOVE_1 | LOVE_1 | LOVE_1
LUNA_P | LUNA_P | LUNA_P | LUNA_P
LYND_P | LYND_P | LYND_P | LYND_P
MACC_3 | MACC_3 | MACC_3 | MACC_3
MACD_P | MACD_P | MACD_P | MACD_P
MAGA_6 | MAGA_6 | MAGA_6 | MAGA_6
MANN_1 | MANN_1 | MANN_1 | MANN_1
MAYB | MAYB | MAYB | MAYB
MELK_1 | MELK_1 | MELK_1 | MELK_1
MILC_P | MILC_P | MILC_P | MILC_P
MILH_1 | MILH_1 | MILH_1 | MILH_1
MITY_1 | MITY_1 | MITY_1 | MITY_1
MYBS_P | MYBS_P | MYBS_P | MYBS_P
NAIR_P | NAIR_P | NAIR_P | NAIR_P
NEAR | NEAR | NEAR | NEAR
NECE_1 | NECE_1 | NECE_1 | NECE_1
NEEP_3 | NEEP_3 | NEEP_3 | NEEP_3
NETS | NETS | NETS | NETS
NEWX_6 | NEWX_6 | NEWX_6 | NEWX_6
NFLE | NFLE | NFLE | NFLE
NHYD_6 | NHYD_6 | NHYD_6 | NHYD_6
NINF_1 | NINF_1 | NINF_1 | NINF_1
NORL_3 | NORL_3 | NORL_3 | NORL_3
NORM_1 | NORM_1 | NORM_1 | NORM_1
NORT_1 | NORT_1 | NORT_1 | NORT_1
NURS_1 | NURS_1 | NURS_1 | NURS_1
OCKH_1 | OCKH_1 | OCKH_1 | OCKH_1
OFFE_3 | OFFE_3 | OFFE_3 | OFFE_3
OLDB_1 | OLDB_1 | OLDB_1 | OLDB_1
ORMO | ORMO | ORMO | ORMO
ORRI_P | ORRI_P | ORRI_P | ORRI_P
OSBA_1 | OSBA_1 | OSBA_1 | OSBA_1
PADIB1 | PADIB1 | PADIB1 | PADIB1
PAIS | PAIS | PAIS | PAIS
PART | PART | PART | PART
PEHG_P | PEHG_P | PEHG_P | PEHG_P
PEHS_P | PEHS_P | PEHS_P | PEHS_P
PELH_1 | PELH_1 | PELH_1 | PELH_1
PEMB_1 | PEMB_1 | PEMB_1 | PEMB_1
PENE_1 | PENE_1 | PENE_1 | PENE_1
PENN_1 | PENN_1 | PENN_1 | PENN_1
PENT_1 | PENT_1 | PENT_1 | PENT_1
PENW_1 | PENW_1 | PENW_1 | PENW_1
PERI_H | PERI_H | PERI_H | PERI_H
PERS_P | PERS_P | PERS_P | PERS_P
PITS_3 | PITS_3 | PITS_3 | PITS_3
POOB | POOB | POOB | POOB
POPP_3 | POPP_3 | POPP_3 | POPP_3
PORA_P | PORA_P | PORA_P | PORA_P
PORD | PORD | PORD | PORD
PYLE_1 | PYLE_1 | PYLE_1 | PYLE_1
QUOI_P | QUOI_P | QUOI_P | QUOI_P
RAIN_1 | RAIN_1 | RAIN_1 | RAIN_1
RANN_P | RANN_P | RANN_P | RANN_P
RASS_1 | RASS_1 | RASS_1 | RASS_1
RATS_1 | RATS_1 | RATS_1 | RATS_1
RAVE | RAVE | RAVE | RAVE
RAYL_1 | RAYL_1 | RAYL_1 | RAYL_1
REBR_3 | REBR_3 | REBR_3 | REBR_3
REDH | REDH | REDH | REDH
REDM_P | REDM_P | REDM_P | REDM_P
RICH_J | RICH_J | RICH_J | RICH_J
RICH1 | RICH1 | RICH1 | RICH1
ROCH_1 | ROCH_1 | ROCH_1 | ROCH_1
RRIG | RRIG | RRIG | RRIG
RUGEB1 | RUGEB1 | RUGEB1 | RUGEB1
RYEH_1 | RYEH_1 | RYEH_1 | RYEH_1
SACO | SACO | SACO | SACO
SALH_1 | SALH_1 | SALH_1 | SALH_1
SALL1 | SALL1 | SALL1 | SALL1
SALT_1 | SALT_1 | SALT_1 | SALT_1
SANX | SANX | SANX | SANX
SASA | SASA | SASA | SASA
SBAR | SBAR | SBAR | SBAR
SEAB1 | SEAB1 | SEAB1 | SEAB1
SELL_1 | SELL_1 | SELL_1 | SELL_1
SFEG_P | SFEG_P | SFEG_P | SFEG_P
SFIL_P | SFIL_P | SFIL_P | SFIL_P
SHEC_3 | SHEC_3 | SHEC_3 | SHEC_3
SHIN_P | SHIN_P | SHIN_P | SHIN_P
SHRU | SHRU | SHRU | SHRU
SHRW_1 | SHRW_1 | SHRW_1 | SHRW_1
SIGH | SIGH | SIGH | SIGH
SJOW_1 | SJOW_1 | SJOW_1 | SJOW_1
SKLGB1 | SKLGB1 | SKLGB1 | SKLGB1
SLOY_P | SLOY_P | SLOY_P | SLOY_P
SMAN_1 | SMAN_1 | SMAN_1 | SMAN_1
SPAV | SPAV | SPAV | SPAV
SPEN_1 | SPEN_1 | SPEN_1 | SPEN_1
SSHI_3 | SSHI_3 | SSHI_3 | SSHI_3
STAH_1 | STAH_1 | STAH_1 | STAH_1
STAL_1 | STAL_1 | STAL_1 | STAL_1
STAY_1 | STAY_1 | STAY_1 | STAY_1
STEN_1 | STEN_1 | STEN_1 | STEN_1
STES_1 | STES_1 | STES_1 | STES_1
STHA | STHA | STHA | STHA
STIR | STIR | STIR | STIR
STLE | STLE | STLE | STLE
STOR_P | #N/A | STRI_P | STRI_P | https://www.elexon.co.uk/wp-content/uploads/2018/02/GSP-Consultation-for-Allocation-of-New-Grid-Supply-Points-to-GSP-Groups-Harris-Stornoway-26Feb2018.pdf
STRI_P | STRI_P | SUND_1 | SUND_1 | Stornaway GSP, grid substation, Isle of Lewis.
SUND_1 | SUND_1 | SWAN_1 | SWAN_1
SWAN_1 | SWAN_1 | TARL_P | TARL_P
TARL_P | TARL_P | TAUN1 | TAUN1
TAUN1 | TAUN1 | TAYN_P | TAYN_P
TAYN_P | TAYN_P | TELR | TELR
TELR | TELR | TEMP_3 | TEMP_3
TEMP_3 | TEMP_3 | THOM_6 | THOM_6
THOM_6 | THOM_6 | THSO_P | THSO_P
THSO_P | THSO_P | THUR_6 | THUR_6
THUR_6 | THUR_6 | TILBB_1 | TILBB_1
TILBB_1 | TILBB_1 | TONG | TONG
TONG | TONG | TOTT_1 | TOTT_1
TOTT_1 | TOTT_1 | TOWH | TOWH
TOWH | TOWH | TRAW_1 | TRAW_1
TRAW_1 | TRAW_1 | TUMB_P | TUMB_P
TUMB_P | TUMB_P | TYNE_1 | TYNE_1
TYNE_1 | TYNE_1 | TYNE_2 | TYNE_2
TYNE_2 | TYNE_2 | UPPB_1 | UPPB_1
UPPB_1 | UPPB_1 | UPPB_3 | UPPB_3
UPPB_3 | UPPB_3 | USKM_1 | USKM_1
USKM_1 | USKM_1 | WABO | WABO
WABO | WABO | WALH_1 | WALH_1
WALH_1 | WALH_1 | WALP_1 | WALP_1
WALP_1 | WALP_1 | WALP_B | WALP_B
WALP_B | WALP_B | WARL_1 | WARL_1
WARL_1 | WARL_1 | WASF_1 | WASF_1
WASF_1 | WASF_1 | WATFS_1 | WATFS_1
WATFS_1 | WATFS_1 | WBOL_6 | WBOL_6
WBOL_6 | WBOL_6 | WBUR_1 | WBUR_1
WBUR_1 | WBUR_1 | WFIE | WFIE
WFIE | WFIE | WGEO | WGEO
WGEO | WGEO | WHAM_1 | WHAM_1
WHAM_1 | WHAM_1 | WHGA_1 | WHGA_1
WHGA_1 | WHGA_1 | WHHO | WHHO
WHHO | WHHO | WIBA_3 | WIBA_3
WIBA_3 | WIBA_3 | WIEN_1 | WIEN_1
WIEN_1 | WIEN_1 | WILL_1 | WILL_1
WILL_1 | WILL_1 | WIMBN1 | WIMBN1
WIMBN1 | WIMBN1 | WIMBS1 | WIMBS1
WIMBS1 | WIMBS1 | WIOW_P | WIOW_P
WIOW_P | WIOW_P | WISD_1 | WISD_1
WISD_1 | WISD_1 | WISD_6 | WISD_6
WISD_6 | WISD_6 | WISH | WISH
WISH | WISH | WMEL_1 | WMEL_1
WMEL_1 | WMEL_1 | WOHI_P | WOHI_P
WOHI_P | WOHI_P | WTHU31 | WTHU31
WTHU31 | WTHU31 | WWEY_1 | WWEY_1
WWEY_1 | WWEY_1 | WYLF_1 | WYLF_1
WYLF_1 | WYLF_1 | WYMOM_1 | WYMOM_1
WYMOM_1 | WYMOM_1
Grand Total

## NMS
The Reference or Prevailing NMS is provided on the Elexon Portal: https://www.elexonportal.co.uk/tlfdetermination
The GSP_Id is the unique IDs that is agreed between Elexon and National Grid.
The Node Id is from NCE (Stuart Boyle) and will match the RDB Locations List if you cut it to just the first 5 digits.
Prevailing Network Mapping Statement | [5 empty] | Prevailing Network Mapping Statement |  | Previous year's NMS data
Version 3 (as at 29th February 2020) | [5 empty] | Version 1 (as at 30/11/18)
Volume Allocation Unit (Grid Supply Point) to Node Mapping | [5 empty] | Volume Allocation Unit (Grid Supply Point) to Node Mapping
| GSP Id | Node Id | % of Metered Volume | GSP Name |  |  | GSP Id | Node Id | % of Metered Volume | GSP Name | Check | Check
GTN | ABHA1 | ABHA11 | 100 | Abham |  | GTN | ABHA1 | ABHA11 | 100 | Abham | ABHA1 | ABHA1
GTN | ABNE_P | ABNE3- | 100 | Abernethy |  | GTN | ABNE_P | ABNE3- | 100 | Abernethy | ABNE_P | ABNE_P
GTN | ABTH_1 | ABTH11 | 100 | Aberthaw |  | GTN | ABTH_1 | ABTH11 | 100 | Aberthaw | ABTH_1 | ABTH_1
GTN | ACTL_2 | WISD61 | 100 | Acton Lane |  | GTN | ACTL_2 | WISD61 | 100 | Acton Lane | ACTL_2 | ACTL_2
GTN | ACTL_C | WISD61 | 100 | Acton Lane |  | GTN | ACTL_C | WISD61 | 100 | Acton Lane | ACTL_C | ACTL_C
GTN | ALNE_P | ALNE3J | 100 | Alness |  | GTN | ALNE_P | ALNE3J | 100 | Alness | ALNE_P | ALNE_P
GTN | ALST_3 | ALST31 | 50 | Alpha Steel (Uskmouth) |  | GTN | ALST_3 | ALST31 | 50 | Alpha Steel (Uskmouth) | ALST_3 | ALST_3
GTN | ALST_3 | ALST32 | 50 | Alpha Steel (Uskmouth) |  | GTN | ALST_3 | ALST32 | 50 | Alpha Steel (Uskmouth) | ALST_3 | ALST_3
GTN | ALVE1 | ALVE11 | 100 | Alverdiscott |  | GTN | ALVE1 | ALVE11 | 100 | Alverdiscott | ALVE1 | ALVE1
GTN | AMEM_1 | AMEM11 | 100 | Amersham Main |  | GTN | AMEM_1 | AMEM11 | 100 | Amersham Main | AMEM_1 | AMEM_1
GTN | ARBR_P | ARBR3- | 100 | Arbroath |  | GTN | ARBR_P | ARBR3- | 100 | Arbroath | ARBR_P | ARBR_P
GTN | ARDK_P | ARDK3K | 100 | Ardkinglass |  | GTN | ARDK_P | ARDK3K | 100 | Ardkinglass | ARDK_P | ARDK_P
GTN | ARMO_P | ARMO3- | 100 | Ardmore |  | GTN | ARMO_P | ARMO3- | 100 | Ardmore | ARMO_P | ARMO_P
GTN | AXMI1 | AXMI11 | 100 | Axminster |  | GTN | AXMI1 | AXMI11 | 100 | Axminster | AXMI1 | AXMI1
GTN | AYRR | AYR-3- | 100 | Ayr |  | GTN | AYRR | AYR-3- | 100 | Ayr | AYRR | AYRR
GTN | BAGA | BAGA3- | 100 | Bathgate |  | GTN | BAGA | BAGA3- | 100 | Bathgate | BAGA | BAGA
GTN | BAIN | BAIN3- | 100 | Bainsford |  | GTN | BAIN | BAIN3- | 100 | Bainsford | BAIN | BAIN
GTN | BARKC1 | BARK11 | 100 | Barking |  | GTN | BARKC1 | BARK11 | 100 | Barking | BARKC1 | BARKC1
GTN | BARKW3 | BARW31 | 50 | Barking West |  | GTN | BARKW3 | BARW31 | 50 | Barking West | BARKW3 | BARKW3
GTN | BARKW3 | BARW32 | 50 | Barking West |  | GTN | BARKW3 | BARW32 | 50 | Barking West | BARKW3 | BARKW3
GTN | BEAU_P | BEAU3- | 100 | Beauly |  | GTN | BEAU_P | BEAU3- | 100 | Beauly | BEAU_P | BEAU_P
GTN | BEDD_1 | BEDD11 | 100 | Beddington |  | GTN | BEDD_1 | BEDD11 | 100 | Beddington | BEDD_1 | BEDD_1
GTN | BEDDT1 | BEDD11 | 100 | Beddington |  | GTN | BEDDT1 | BEDD11 | 100 | Beddington | BEDDT1 | BEDDT1
GTN | BERB_P | BERB3- | 100 | Berryburn |  | GTN | BERB_P | BERB3- | 100 | Berryburn | BERB_P | BERB_P
GTN | BERW | BERW3- | 100 | Berwick |  | GTN | BERW | BERW3- | 100 | Berwick | BERW | BERW
GTN | BESW_1 | BESW11 | 100 | Berkswell |  | GTN | BESW_1 | BESW11 | 100 | Berkswell | BESW_1 | BESW_1
GTN | BICF_1 | BICF11 | 100 | Bicker Fen |  | GTN | BICF_1 | BICF11 | 100 | Bicker Fen | BICF_1 | BICF_1
GTN | BIRK_1 | BIRK11 | 100 | Birkenhead |  | GTN | BIRK_1 | BIRK11 | 100 | Birkenhead | BIRK_1 | BIRK_1
GTN | BISW_1 | BISW11 | 100 | Bishops Wood |  | GTN | BISW_1 | BISW11 | 100 | Bishops Wood | BISW_1 | BISW_1
GTN | BLYTB1 | BLYT61 | 100 | Blyth |  | GTN | BLYTB1 | BLYT61 | 100 | Blyth | BLYTB1 | BLYTB1
GTN | BLYTH132 | BLYT1A | 50 | Blyth |  | GTN | BLYTH132 | BLYT1A | 50 | Blyth | BLYTH132 | BLYTH132
GTN | BLYTH132 | BLYT1B | 50 | Blyth |  | GTN | BLYTH132 | BLYT1B | 50 | Blyth | BLYTH132 | BLYTH132
GTN | BOAG_P | BOAG3- | 100 | Boat of Garten |  | GTN | BOAG_P | BOAG3- | 100 | Boat of Garten | BOAG_P | BOAG_P
GTN | BOLN_1 | BOLN11 | 100 | Bolney |  | GTN | BOLN_1 | BOLN11 | 100 | Bolney | BOLN_1 | BOLN_1
GTN | BONN | BONN3- | 100 | Bonnybridge |  | GTN | BONN | BONN3- | 100 | Bonnybridge | BONN | BONN
GTN | BOTW_1 | BOTW11 | 100 | Botley Wood |  | GTN | BOTW_1 | BOTW11 | 100 | Botley Wood | BOTW_1 | BOTW_1
GTN | BRAC_P | BRCW3- | 100 | Braco West |  | GTN | BRAC_P | BRCW3- | 100 | Braco West | BRAC_P | BRAC_P
GTN | BRAI_1 | BRAI11 | 100 | Braintree |  | GTN | BRAI_1 | BRAI11 | 100 | Braintree | BRAI_1 | BRAI_1
GTN | BRAP | BRAP3- | 100 | Braehead Park |  | GTN | BRAP | BRAP3- | 100 | Braehead Park | BRAP | BRAP
GTN | BRAW_1 | BRAW11 | 100 | Bradford West |  | GTN | BRAW_1 | BRAW11 | 100 | Bradford West | BRAW_1 | BRAW_1
GTN | BRED_1 | BRED11 | 100 | Bredbury |  | GTN | BRED_1 | BRED11 | 100 | Bredbury | BRED_1 | BRED_1
GTN | BRFO_1 | BRFO11 | 50 | Bramford |  | GTN | BRFO_1 | BRFO11 | 50 | Bramford | BRFO_1 | BRFO_1
GTN | BRFO_1 | BRFO12 | 50 | Bramford |  | GTN | BRFO_1 | BRFO12 | 50 | Bramford | BRFO_1 | BRFO_1
GTN | BRID_P | BRID3- | 100 | Bridge of Dun |  | GTN | BRID_P | BRID3- | 100 | Bridge of Dun | BRID_P | BRID_P
GTN | BRIM_1 | BRIM11 | 100 | Brimsdown |  | GTN | BRIM_1 | BRIM11 | 100 | Brimsdown | BRIM_1 | BRIM_1
GTN | BRLE_1 | BRLE11 | 100 | Bramley |  | GTN | BRLE_1 | BRLE11 | 100 | Bramley | BRLE_1 | BRLE_1
GTN | BROA_P | BROA3- | 100 | Broadford -Skye |  | GTN | BROA_P | BROA3- | 100 | Broadford -Skye | BROA_P | BROA_P
GTN | BROR_P | BROR3- | 100 | Brora |  | GTN | BROR_P | BROR3- | 100 | Brora | BROR_P | BROR_P
GTN | BROX | BROX3- | 100 | Broxburn Grid |  | GTN | BROX | BROX3- | 100 | Broxburn Grid | BROX | BROX
GTN | BRWA1 | BRWA11 | 100 | Bridgewater |  | GTN | BRWA1 | BRWA11 | 100 | Bridgewater | BRWA1 | BRWA1
GTN | BUMU_P | BUMU3- | 100 | Burghmuir |  | GTN | BUMU_P | BUMU3- | 100 | Burghmuir | BUMU_P | BUMU_P
GTN | BURM_1 | BURW11 | 100 | Burwell Main |  | GTN | BURM_1 | BURW11 | 100 | Burwell Main | BURM_1 | BURM_1
GTN | BUSH_1 | BUSH11 | 100 | Bushbury |  | GTN | BUSH_1 | BUSH11 | 100 | Bushbury | BUSH_1 | BUSH_1
GTN | BUST_1 | BUST11 | 100 | Bustleholme |  | GTN | BUST_1 | BUST11 | 100 | Bustleholme | BUST_1 | BUST_1
GTN | CAAD_P | CAAD3- | 100 | Carradale |  | GTN | CAAD_P | CAAD3- | 100 | Carradale | CAAD_P | CAAD_P
GTN | CAFA | CAFA1Q | 100 | Carsfad |  | GTN | CAFA | CAFA1Q | 100 | Carsfad | CAFA | CAFA
GTN | CAIF_P | CAIN3J | 100 | Cairnford |  | GTN | CAIF_P | CAIN3J | 100 | Cairnford | CAIF_P | CAIF_P
GTN | CAMB_01 | CAML61 | 100 | Camblesforth |  | GTN | CAMB_01 | CAML61 | 100 | Camblesforth | CAMB_01 | CAMB_01
GTN | CANTN1 | CANT13 | 50 | Canterbury |  | GTN | CANTN1 | CANT13 | 50 | Canterbury | CANTN1 | CANTN1
GTN | CANTN1 | CANT14 | 50 | Canterbury |  | GTN | CANTN1 | CANT14 | 50 | Canterbury | CANTN1 | CANTN1
GTN | CAPEA1 | CAPE11 | 100 | Capenhurst |  | GTN | CAPEA1 | CAPE11 | 100 | Capenhurst | CAPEA1 | CAPEA1
GTN | CARE_1 | CARE11 | 100 | Cardiff East |  | GTN | CARE_1 | CARE11 | 100 | Cardiff East | CARE_1 | CARE_1
GTN | CARR_1 | CARR11 | 100 | Carrington |  | GTN | CARR_1 | CARR11 | 100 | Carrington | CARR_1 | CARR_1
GTN | CASS_P | CASS3- | 100 | Cassley |  | GTN | CASS_P | CASS3- | 100 | Cassley | CASS_P | CASS_P
GTN | CATY | CATY3- | 100 | Carntyne |  | GTN | CATY | CATY3- | 100 | Carntyne | CATY | CATY
GTN | CBNK_H | WISD61 | 100 | Canal Bank |  | GTN | CBNK_H | WISD61 | 100 | Canal Bank | CBNK_H | CBNK_H
GTN | CEAN_P | CEAN1Q | 100 | Ceannacroc |  | GTN | CEAN_P | CEAN1Q | 100 | Ceannacroc | CEAN_P | CEAN_P
GTN | CELL_1 | CELL11 | 100 | Cellarhead |  | GTN | CELL_1 | CELL11 | 100 | Cellarhead | CELL_1 | CELL_1
GTN | CHAP | CHAP3- | 100 | Chapelcross |  | GTN | CHAP | CHAP3- | 100 | Chapelcross | CHAP | CHAP
GTN | CHAR_P | CHAR3- | 100 | Charleston |  | GTN | CHAR_P | CHAR3- | 100 | Charleston | CHAR_P | CHAR_P
GTN | CHAS | CHAS3- | 100 | Charlotte Street |  | GTN | CHAS | CHAS3- | 100 | Charlotte Street | CHAS | CHAS
GTN | CHIC_1 | CHIC11 | 100 | Chickerell |  | GTN | CHIC_1 | CHIC11 | 100 | Chickerell | CHIC_1 | CHIC_1
GTN | CHSI_1 | CHSI11 | 100 | Chessington |  | GTN | CHSI_1 | CHSI11 | 100 | Chessington | CHSI_1 | CHSI_1
GTN | CHTE_1 | CHTE11 | 100 | Chesterfield |  | GTN | CHTE_1 | CHTE11 | 100 | Chesterfield | CHTE_1 | CHTE_1
GTN | CITR_1 | CITR11 | 100 | City Road |  | GTN | CITR_1 | CITR11 | 100 | City Road | CITR_1 | CITR_1
GTN | CLAC_P | CLAC1Q | 100 | Clachan 33 |  | GTN | CLAC_P | CLAC1Q | 100 | Clachan 33 | CLAC_P | CLAC_P
GTN | CLAY_P | CLAY3- | 100 | Clayhills |  | GTN | CLAY_P | CLAY3- | 100 | Clayhills | CLAY_P | CLAY_P
GTN | CLT03 | BRFO11 | 50 | Clacton |  | GTN | CLT03 | BRFO11 | 50 | Clacton | CLT03 | CLT03
GTN | CLT03 | BRFO12 | 50 | Clacton |  | GTN | CLT03 | BRFO12 | 50 | Clacton | CLT03 | CLT03
GTN | CLYM | CLYM3- | 100 | Clydesmill |  | GTN | CLYM | CLYM3- | 100 | Clydesmill | CLYM | CLYM
GTN | COAT | COAT3- | 100 | Coatbridge |  | GTN | COAT | COAT3- | 100 | Coatbridge | COAT | COAT
GTN | COCK | COCK3- | 100 | Cockenzie |  | GTN | COCK | COCK3- | 100 | Cockenzie | COCK | COCK
GTN | CONQA1 | CONQ11 | 100 | Connah's Quay |  | GTN | CONQA1 | CONQ11 | 100 | Connah's Quay | CONQA1 | CONQA1
GTN | COUA_P | COUA3- | 100 | Coupar Angas |  | GTN | COUA_P | COUA3- | 100 | Coupar Angas | COUA_P | COUA_P
GTN | COVE_1 | COVE11 | 100 | Coventry |  | GTN | COVE_1 | COVE11 | 100 | Coventry | COVE_1 | COVE_1
GTN | COWL_1 | COWL11 | 100 | Cowley |  | GTN | COWL_1 | COWL11 | 100 | Cowley | COWL_1 | COWL_1
GTN | COYL | COYL3- | 100 | Coylton |  | GTN | COYL | COYL3- | 100 | Coylton | COYL | COYL
GTN | CRAI_P | CRAI3- | 100 | Craigiebuckler |  | GTN | CRAI_P | CRAI3- | 100 | Craigiebuckler | CRAI_P | CRAI_P
GTN | CREB_1 | CREB11 | 100 | Creyke Beck |  | GTN | CREB_1 | CREB11 | 100 | Creyke Beck | CREB_1 | CREB_1
GTN | CROO | CROO3J | 50 | Crookston |  | GTN | CROO | CROO3J | 50 | Crookston | CROO | CROO
GTN | CROO | CROO3K | 50 | Crookston |  | GTN | CROO | CROO3K | 50 | Crookston | CROO | CROO
GTN | CUMB | CUMB3- | 100 | Cumbernald |  | GTN | CUMB | CUMB3- | 100 | Cumbernald | CUMB | CUMB
GTN | CUPA | CUPA3- | 100 | Cupar |  | GTN | CUPA | CUPA3- | 100 | Cupar | CUPA | CUPA
GTN | CURR | CURR1A | 50 | Currie Grid |  | GTN | CURR | CURR1A | 50 | Currie Grid | CURR | CURR
GTN | CURR | CURR1B | 50 | Currie Grid |  | GTN | CURR | CURR1B | 50 | Currie Grid | CURR | CURR
GTN | DALL_P | DAAS3- | 100 | Dallas |  | GTN | DALL_P | DAAS3- | 100 | Dallas | DALL_P | DALL_P
GTN | DALM3 | DALM3- | 100 | Dalmarnock |  | GTN | DALM3 | DALM3- | 100 | Dalmarnock | DALM3 | DALM3
GTN | DEVM | DEVM3- | 100 | Devol Moor |  | GTN | DEVM | DEVM3- | 100 | Devol Moor | DEVM | DEVM
GTN | DEVO | DEVO3- | 100 | Devonside |  | GTN | DEVO | DEVO3- | 100 | Devonside | DEVO | DEVO
GTN | DEWP | DEWP3- | 100 | Dewar Place |  | GTN | DEWP | DEWP3- | 100 | Dewar Place | DEWP | DEWP
GTN | DOUN_P | DOUN3- | 100 | Dounreay |  | GTN | DOUN_P | DOUN3- | 100 | Dounreay | DOUN_P | DOUN_P
GTN | DRAK_1 | DRAK11 | 100 | Drakelow |  | GTN | DRAK_1 | DRAK11 | 100 | Drakelow | DRAK_1 | DRAK_1
GTN | DRAX_1 | DRAX11 | 100 | Drax |  | GTN | DRAX_1 | DRAX11 | 100 | Drax | DRAX_1 | DRAX_1
GTN | DRCR | DRCR3- | 100 | Drumcross |  | GTN | DRCR | DRCR3- | 100 | Drumcross | DRCR | DRCR
GTN | DRUM | DRUM3- | 100 | Drumchapel |  | GTN | DRUM | DRUM3- | 100 | Drumchapel | DRUM | DRUM
GTN | DUBE_P | DUBE3- | 100 | Dunbeath |  | GTN | DUBE_P | DUBE3- | 100 | Dunbeath | DUBE_P | DUBE_P
GTN | DUDH_P | DUDH3- | 100 | Dudhope |  | GTN | DUDH_P | DUDH3- | 100 | Dudhope | DUDH_P | DUDH_P
GTN | DUGR_P | DUGR3- | 100 | Dunvegan |  | GTN | DUGR_P | DUGR3- | 100 | Dunvegan | DUGR_P | DUGR_P
GTN | DUMF | DUMF3- | 50 | Dumfries |  | GTN | DUMF | DUMF3- | 50 | Dumfries | DUMF | DUMF
GTN | DUMF | DUMF3I | 50 | Dumfries |  | GTN | DUMF | DUMF3I | 50 | Dumfries | DUMF | DUMF
GTN | DUNB | DUNB3- | 100 | Dunbar |  | GTN | DUNB | DUNB3- | 100 | Dunbar | DUNB | DUNB
GTN | DUNF | DUNF3- | 100 | Dunfermline |  | GTN | DUNF | DUNF3- | 100 | Dunfermline | DUNF | DUNF
GTN | DUNO_P | DUNO1Q | 50 | Dunoon |  | GTN | DUNO_P | DUNO1Q | 50 | Dunoon | DUNO_P | DUNO_P
GTN | DUNO_P | DUNO1R | 50 | Dunoon |  | GTN | DUNO_P | DUNO1R | 50 | Dunoon | DUNO_P | DUNO_P
GTN | DYCE_P | DYCE3- | 100 | Dyce |  | GTN | DYCE_P | DYCE3- | 100 | Dyce | DYCE_P | DYCE_P
GTN | EALI_6 | EALI61 | 100 | Ealing |  | GTN | EALI_6 | EALI61 | 100 | Ealing | EALI_6 | EALI_6
GTN | EASO_1 | EASO11 | 100 | Eaton Socon |  | GTN | EASO_1 | EASO1* | 100 | Eaton Socon | EASO_1 | EASO_1
GTN | EAST | EAST1Q | 100 | Earlstoun |  | GTN | EAST | EAST1Q | 100 | Earlstoun | EAST | EAST
GTN | ECCL | ECCL3- | 100 | Eccles |  | GTN | ECCL | ECCL3- | 100 | Eccles | ECCL | ECCL
GTN | ECLA_1 | ECLA11 | 100 | East Claydon |  | GTN | ECLA_1 | ECLA11 | 100 | East Claydon | ECLA_1 | ECLA_1
GTN | ECLA_H | ECLA11 | 100 | East Claydon |  | GTN | EERH | EERH3- | 100 | Easterhouse | #N/A | EERH
GTN | EERH | EERH3- | 100 | Easterhouse |  | GTN | EKIL | EKIL3- | 100 | East Kilbride | EERH | EKIL
GTN | EKIL | EKIL3- | 100 | East Kilbride |  | GTN | EKIS | EKIS3- | 100 | East Kilbride South | EKIL | EKIS
GTN | EKIS | EKIS3- | 100 | East Kilbride South |  | GTN | ELDE | ELDE3- | 100 | Elderslie | EKIS | ELDE
GTN | ELDE | ELDE3- | 100 | Elderslie |  | GTN | ELGI_P | ELGI3- | 100 | Elgin | ELDE | ELGI_P
GTN | ELGI_P | ELGI3- | 100 | Elgin |  | GTN | ELLA_1 | ELLA11 | 100 | Elland | ELGI_P | ELLA_1
GTN | ELLA_1 | ELLA11 | 100 | Elland |  | GTN | ELST_1 | ELST11 | 100 | Elstree | ELLA_1 | ELST_1
GTN | ELST_1 | ELST11 | 100 | Elstree |  | GTN | ENDE_1 | ENDE11 | 100 | Enderby | ELST_1 | ENDE_1
GTN | ENDE_1 | ENDE11 | 100 | Enderby |  | GTN | ERSK | ERSK3- | 100 | Erskine | ENDE_1 | ERSK
GTN | ERSK | ERSK3- | 100 | Erskine |  | GTN | EXET1 | EXET11 | 100 | Exeter | ERSK | EXET1
GTN | EXET1 | EXET11 | 100 | Exeter |  | GTN | FASN_P | FASN3- | 100 | Fasnakyle | EXET1 | FASN_P
GTN | FASN_P | FASN3- | 100 | Fasnakyle |  | GTN | FAUG_P | FAUG3- | 100 | Fort Augustus | FASN_P | FAUG_P
GTN | FAUG_P | FAUG3- | 100 | Fort Augustus |  | GTN | FAWL_1 | FAWL11 | 100 | Fawley | FAUG_P | FAWL_1
GTN | FAWL_1 | FAWL11 | 100 | Fawley |  | GTN | FECK_6 | FECK61 | 100 | Feckenham | FAWL_1 | FECK_6
GTN | FECK_6 | FECK61 | 100 | Feckenham |  | GTN | FERRA2 | FERR61 | 100 | Ferrybridge A | FECK_6 | FERRA2
GTN | FERRA2 | FERR61 | 100 | Ferrybridge A |  | GTN | FERRB_M | FERR11 | 100 | Ferrybridge B | FERRA2 | FERRB_M
GTN | FERRB_M | FERR11 | 100 | Ferrybridge B |  | GTN | FERRB1 | FERR11 | 100 | Ferrybridge B | FERRB_M | FERRB1
GTN | FERRB1 | FERR11 | 100 | Ferrybridge B |  | GTN | FETT_P | FETT3S | 100 | Fetteresso | FERRB1 | FETT_P
GTN | FETT_P | FETT3S | 100 | Fetteresso |  | GTN | FIDD_P | FIDD3- | 100 | Fiddes | FETT_P | FIDD_P
GTN | FIDD_P | FIDD3- | 100 | Fiddes |  | GTN | FIDF_1 | FIDF11 | 100 | Fiddlers Ferry | FIDD_P | FIDF_1
GTN | FIDF_1 | FIDF11 | 100 | Fiddlers Ferry |  | GTN | FINN | FINN3- | 100 | Finnieston | FIDF_1 | FINN
GTN | FINN | FINN3- | 100 | Finnieston |  | GTN | FLEE_1 | FLEE11 | 100 | Fleet | FINN | FLEE_1
GTN | FLEE_1 | FLEE11 | 100 | Fleet |  | GTN | FOUR_1 | FOUR71 | 100 | Fourstones | FLEE_1 | FOUR_1
GTN | FOUR_1 | FOUR71 | 100 | Fourstones |  | GTN | FRAS_P | FRAS3- | 100 | Fraserburgh | FOUR_1 | FRAS_P
GTN | FRAS_P | FRAS3- | 100 | Fraserburgh |  | GTN | FROD_1 | FROD11 | 100 | Frodsham | FRAS_P | FROD_1
GTN | FROD_1 | FROD11 | 100 | Frodsham |  | GTN | FWIL_P | FWIL3- | 100 | Fort William | FROD_1 | FWIL_P
GTN | FWIL_P | FWIL3- | 100 | Fort William |  | GTN | GALA | GALA3- | 100 | Galashiels | FWIL_P | GALA
GTN | GALA | GALA3- | 100 | Galashiels |  | GTN | GIFF | GIFF3- | 100 | Giffnock | GALA | GIFF
GTN | GIFF | GIFF3- | 100 | Giffnock |  | GTN | GLAG_P | GLAG3J | 50 | Glenagnes | GIFF | GLAG_P
GTN | GLAG_P | GLAG1Q | 50 | Glenagnes |  | GTN | GLAG_P | GLAG3K | 50 | Glenagnes | GLAG_P | GLAG_P
GTN | GLAG_P | GLAG1R | 50 | Glenagnes |  | GTN | GLEF_P | GLFA3- | 100 | Glenfarclas | GLAG_P | GLEF_P
GTN | GLEF_P | GLFA3- | 100 | Glenfarclas |  | GTN | GLLE | GLLE1- | 100 | Glenlee | GLEF_P | GLLE
GTN | GLLE | GLLE1- | 100 | Glenlee |  | GTN | GLLU | GLLU3- | 100 | Glenluce | GLLE | GLLU
GTN | GLLU | GLLU3- | 100 | Glenluce |  | GTN | GLNI | GLNI3- | 100 | Glenniston | GLLU | GLNI
GTN | GLNI | GLNI3- | 100 | Glenniston |  | GTN | GLRO | GLRO3A | 50 | Glenrothes | GLNI | GLRO
GTN | GLRO | GLRO3A | 50 | Glenrothes |  | GTN | GLRO | GLRO3B | 50 | Glenrothes | GLRO | GLRO
GTN | GLRO | GLRO3B | 50 | Glenrothes |  | GTN | GORG | GORG3- | 100 | Gorgie | GLRO | GORG
GTN | GORG | GORG3- | 100 | Gorgie |  | GTN | GOVA | GOVA3- | 100 | Govan | GORG | GOVA
GTN | GOVA | GOVA3- | 100 | Govan |  | GTN | GREE_H | WISD61 | 100 | Greenford | GOVA | GREE_H
GTN | GREE_H | WISD61 | 100 | Greenford |  | GTN | GREN_1 | GREN11 | 100 | Grendon | GREE_H | GREN_1
GTN | GREN_1 | GREN11 | 100 | Grendon |  | GTN | GRIW_1 | GRIW11 | 100 | Grimsby West | GREN_1 | GRIW_1
GTN | GRIW_1 | GRIW11 | 100 | Grimsby West |  | GTN | GRMO | GRMO3C | 100 | Grangemouth | GRIW_1 | GRMO
GTN | GRMO | GRMO3C | 100 | Grangemouth |  | GTN | GRUB_P | GRUB3- | 100 | Grudie Bridge | GRMO | GRUB_P
GTN | GRUB_P | GRUB3- | 100 | Grudie Bridge |  | GTN | HACK_1 | HACK11 | 100 | Hackney | GRUB_P | HACK_1
GTN | HACK_1 | HACK11 | 100 | Hackney |  | GTN | HACK_6 | HACK61 | 100 | Hackney | HACK_1 | HACK_6
GTN | HACK_6 | HACK61 | 100 | Hackney |  | GTN | HAGR | HAGR3- | 100 | Haggs Road | HACK_6 | HAGR
GTN | HAGR | HAGR3- | 100 | Haggs Road |  | GTN | HAMHC1 | LEMR11 | 50 | Hams Hall | HAGR | HAMHC1
GTN | HAMHC1 | LEMR11 | 50 | Hams Hall |  | GTN | HAMHC1 | LEMR12 | 50 | Hams Hall | HAMHC1 | HAMHC1
GTN | HAMHC1 | LEMR12 | 50 | Hams Hall |  | GTN | HARK_1 | HARK11 | 100 | Harker | HAMHC1 | HARK_1
GTN | HARG_P | KYPE1- | 100 | Harris |  | GTN | HARM_6 | HARM61 | 100 | Hart Moor | #N/A | HARM_6
GTN | HARK_1 | HARK11 | 100 | Harker |  | GTN | HAWI | HAWI3- | 100 | Hawick | HARK_1 | HAWI
GTN | HARM_6 | HARM61 | 100 | Hart Moor |  | GTN | HAWP_6 | HAWP61 | 100 | Hawthorn Pit | HARM_6 | HAWP_6
GTN | HAWI | HAWI3- | 100 | Hawick |  | GTN | HELE | HELE3- | 100 | Helensborough | HAWI | HELE
GTN | HAWP_6 | HAWP61 | 100 | Hawthorn Pit |  | GTN | HEYS_1 | HEYS11 | 100 | Heysham | HAWP_6 | HEYS_1
GTN | HELE | HELE3- | 100 | Helensborough |  | GTN | HEYS1 | HEYS11 | 100 | Heysham | HELE | HEYS1
GTN | HEYS_1 | HEYS11 | 100 | Heysham |  | GTN | HUER | HUER1- | 100 | Hunterston | HEYS_1 | HUER
GTN | HEYS1 | HEYS11 | 100 | Heysham |  | GTN | HURS_1 | HURS1B | 33.3333 | Hurst | HEYS1 | HURS_1
GTN | HUER | HUER1- | 100 | Hunterston |  | GTN | HURS_1 | HURS1C | 33.3333 | Hurst | HUER | HURS_1
GTN | HURS_1 | HURS1B | 33.3333 | Hurst |  | GTN | HURS_1 | HURS1D | 33.3333 | Hurst | HURS_1 | HURS_1
GTN | HURS_1 | HURS1C | 33.3333 | Hurst |  | GTN | HUTT_1 | HUTT11 | 100 | Hutton | HURS_1 | HUTT_1
GTN | HURS_1 | HURS1D | 33.3333 | Hurst |  | GTN | IMPK_1 | IMPP31 | 100 | Imperial Park | HURS_1 | IMPK_1
GTN | HUTT_1 | HUTT11 | 100 | Hutton |  | GTN | INDQ1 | INDQ11 | 100 | Indian Queens | HUTT_1 | INDQ1
GTN | IMPK_1 | IMPP31 | 100 | Imperial Park |  | GTN | INKE | INKE3- | 100 | Inverkeithing | IMPK_1 | INKE
GTN | INDQ1 | INDQ11 | 100 | Indian Queens |  | GTN | INNE_P | INNE3- | 100 | Inverness | INDQ1 | INNE_P
GTN | INKE | INKE3- | 100 | Inverkeithing |  | GTN | IROA1 | IROA11 | 100 | Iron Acton | INKE | IROA1
GTN | INNE_P | INNE3- | 100 | Inverness |  | GTN | IRONB1 | IRON11 | 100 | Ironbridge | INNE_P | IRONB1
GTN | IROA1 | IROA11 | 100 | Iron Acton |  | GTN | IVER_1 | IVER11 | 100 | Iver | IROA1 | IVER_1
GTN | IRONB1 | IRON11 | 100 | Ironbridge |  | GTN | IVER_6 | IVER61 | 100 | Iver | IRONB1 | IVER_6
GTN | ISLI_1 | ISLI11 | 100 | Islington |  | GTN | JOHN | JOHN3- | 100 | Johnstone | #N/A | JOHN
GTN | IVER_1 | IVER11 | 100 | Iver |  | GTN | JORD_3 | JORD31 | 100 | Jordanthorpe | IVER_1 | JORD_3
GTN | IVER_6 | IVER61 | 100 | Iver |  | GTN | KAIM | KAIM3A | 50 | Kaimes | IVER_6 | KAIM
GTN | JOHN | JOHN3- | 100 | Johnstone |  | GTN | KAIM | KAIM3B | 50 | Kaimes | JOHN | KAIM
GTN | JORD_3 | JORD31 | 100 | Jordanthorpe |  | GTN | KEAD_1 | KEAD11 | 100 | Keadby | JORD_3 | KEAD_1
GTN | KAIM | KAIM3A | 50 | Kaimes |  | GTN | KEAR_1 | KEAR11 | 100 | Kearsley | KAIM | KEAR_1
GTN | KAIM | KAIM3B | 50 | Kaimes |  | GTN | KEAR_3 | KEAR31 | 100 | Kearsley | KAIM | KEAR_3
GTN | KEAD_1 | KEAD11 | 100 | Keadby |  | GTN | KEIT_P | KEIT3- | 100 | Keith | KEAD_1 | KEIT_P
GTN | KEAR_1 | KEAR11 | 100 | Kearsley |  | GTN | KEMS_1 | KEMS11 | 100 | Kemsley | KEAR_1 | KEMS_1
GTN | KEAR_3 | KEAR31 | 100 | Kearsley |  | GTN | KEOO | KEOO1- | 100 | Kendoon | KEAR_3 | KEOO
GTN | KEIT_P | KEIT3- | 100 | Keith |  | GTN | KIBY_1 | KIBY11 | 50 | Kirkby | KEIT_P | KIBY_1
GTN | KEMS_1 | KEMS11 | 100 | Kemsley |  | GTN | KIBY_1 | KIBY12 | 50 | Kirkby | KEMS_1 | KIBY_1
GTN | KEOO | KEOO1- | 100 | Kendoon |  | GTN | KIBY_G | KIBY1* | 100 | Kirkby | KEOO | KIBY_G
GTN | KIBY_1 | KIBY11 | 50 | Kirkby |  | GTN | KIER | KIER3- | 100 | Killermont | KIBY_1 | KIER
GTN | KIBY_1 | KIBY12 | 50 | Kirkby |  | GTN | KIIN_P | KIIN3- | 100 | Killin | KIBY_1 | KIIN_P
GTN | KIBY_G | KIBY11 | 100 | Kirkby |  | GTN | KILB | KILB3- | 100 | Kilbowie | KIBY_G | KILB
GTN | KIER | KIER3- | 100 | Killermont |  | GTN | KILS | KILS3- | 100 | Killmarnock South | KIER | KILS
GTN | KIIN_P | KIIN3- | 100 | Killin |  | GTN | KILT | KILT3- | 100 | Killmarnock Town | KIIN_P | KILT
GTN | KILB | KILB3- | 100 | Kilbowie |  | GTN | KILW | KILW3- | 100 | Killwinning | KILB | KILW
GTN | KILS | KILS3- | 100 | Killmarnock South |  | GTN | KINL_P | KILO3- | 100 | Kinlochleven | KILS | KINL_P
GTN | KILT | KILT3- | 100 | Killmarnock Town |  | GTN | KINO_1 | KINO11 | 100 | Kingsnorth | KILT | KINO_1
GTN | KILW | KILW3- | 100 | Killwinning |  | GTN | KINT_P | KINT3- | 100 | Kintore | KILW | KINT_P
GTN | KINL_P | KILO3- | 100 | Kinlochleven |  | GTN | KIRKB1 | KIRK11 | 100 | Kirkstall B | KINL_P | KIRKB1
GTN | KINO_1 | KINO11 | 100 | Kingsnorth |  | GTN | KITW_1 | KITW11 | 100 | Kitwell | KINO_1 | KITW_1
GTN | KINT_P | KINT3- | 100 | Kintore |  | GTN | KNAR | KNAR11 | 100 | Knaresborough | KINT_P | KNAR
GTN | KIRKB1 | KIRK11 | 100 | Kirkstall B |  | GTN | LACK_6 | LACK61 | 100 | Lackenby | KIRKB1 | LACK_6
GTN | KITW_1 | KITW11 | 100 | Kitwell |  | GTN | LAIR_P | LAIR3- | 100 | Lairg | KITW_1 | LAIR_P
GTN | KNAR | KNAR11 | 100 | Knaresborough |  | GTN | LALE1SG003 | LALE11 | 100 | Laleham | KNAR | LALE1SG003
GTN | LACK_6 | LACK61 | 100 | Lackenby |  | GTN | LAND1 | LAND11 | 100 | Landulph | LACK_6 | LAND1
GTN | LAIR_P | LAIR3- | 100 | Lairg |  | GTN | LEGA_1 | LEGA11 | 100 | Legacy | LAIR_P | LEGA_1
GTN | LALE1SG003 | LALE11 | 100 | Laleham |  | GTN | LEVE | LEVE3- | 100 | Leven | LALE1SG003 | LEVE
GTN | LAND1 | LAND11 | 100 | Landulph |  | GTN | LING | LING3- | 100 | Livingstone | LAND1 | LING
GTN | LEGA_1 | LEGA11 | 100 | Legacy |  | GTN | LINM | LINM3- | 100 | Linmill | LEGA_1 | LINM
GTN | LEVE | LEVE3- | 100 | Leven |  | GTN | LISD_1 | LISD11 | 100 | Lister Drive | LEVE | LISD_1
GTN | LING | LING3- | 100 | Livingstone |  | GTN | LITT_C | LITT11 | 100 | Littlebrook | LING | LITT_C
GTN | LINM | LINM3- | 100 | Linmill |  | GTN | LITT_J | LITT11 | 100 | Littlebrook | LINM | LITT_J
GTN | LISD_1 | LISD11 | 100 | Lister Drive |  | GTN | LODR_6 | LODR61 | 100 | Lodge Road | LISD_1 | LODR_6
GTN | LITT_C | LITT11 | 100 | Littlebrook |  | GTN | LOUD_H | AMEM11 | 100 | Loudwater | LITT_C | LOUD_H
GTN | LITT_J | LITT11 | 100 | Littlebrook |  | GTN | LOVE_1 | LOVE11 | 100 | Lovedean | LITT_J | LOVE_1
GTN | LODR_6 | LODR61 | 100 | Lodge Road |  | GTN | LUNA_P | LUNA3- | 100 | Lunanhead | LODR_6 | LUNA_P
GTN | LOUD_H | AMEM11 | 100 | Loudwater |  | GTN | LYND_P | LYND3- | 100 | Lyndhurst | LOUD_H | LYND_P
GTN | LOVE_1 | LOVE11 | 100 | Lovedean |  | GTN | MACC_3 | MACC31 | 100 | Macclesfield | LOVE_1 | MACC_3
GTN | LUNA_P | LUNA3- | 100 | Lunanhead |  | GTN | MACD_P | MACD3- | 100 | Macduff | LUNA_P | MACD_P
GTN | LYND_P | LYND3- | 100 | Lyndhurst |  | GTN | MAGA_6 | GRAN61 | 100 | Margam | LYND_P | MAGA_6
GTN | MACC_3 | MACC31 | 100 | Macclesfield |  | GTN | MANN_1 | MANN11 | 100 | Mannington | MACC_3 | MANN_1
GTN | MACD_P | MACD3- | 100 | Macduff |  | GTN | MAYB | MAYB3- | 100 | Maybole | MACD_P | MAYB
GTN | MAGA_6 | GRAN61 | 100 | Margam |  | GTN | MELK_1 | MELK11 | 100 | Melksham | MAGA_6 | MELK_1
GTN | MANN_1 | MANN11 | 100 | Mannington |  | GTN | MILC_P | MILC3- | 100 | Milton of Craigie | MANN_1 | MILC_P
GTN | MAYB | MAYB3- | 100 | Maybole |  | GTN | MILH_1 | MILH11 | 100 | Mill Hill | MAYB | MILH_1
GTN | MELK_1 | MELK11 | 100 | Melksham |  | GTN | MITY_1 | MITY11 | 100 | Minety | MELK_1 | MITY_1
GTN | MILC_P | MILC3- | 100 | Milton of Craigie |  | GTN | MYBS_P | MYBS3J | 50 | Mybster | MILC_P | MYBS_P
GTN | MILH_1 | MILH11 | 100 | Mill Hill |  | GTN | MYBS_P | MYBS3K | 50 | Mybster | MILH_1 | MYBS_P
GTN | MITY_1 | MITY11 | 100 | Minety |  | GTN | NAIR_P | NAIR3- | 100 | Nairn | MITY_1 | NAIR_P
GTN | MYBS_P | MYBS3J | 50 | Mybster |  | GTN | NEAR | NEAR3- | 100 | Newarthill | MYBS_P | NEAR
GTN | MYBS_P | MYBS3K | 50 | Mybster |  | GTN | NECE_1 | NECH11 | 100 | Nechells | MYBS_P | NECE_1
GTN | NAIR_P | NAIR3- | 100 | Nairn |  | GTN | NEEP_3 | NEEP31 | 100 | Neepsend | NAIR_P | NEEP_3
GTN | NEAR | NEAR3- | 100 | Newarthill |  | GTN | NETS | NETS3- | 100 | Newton Stewart | NEAR | NETS
GTN | NECE_1 | NECH11 | 100 | Nechells |  | GTN | NEWX_6 | NEWX61 | 100 | New Cross | NECE_1 | NEWX_6
GTN | NEEP_3 | NEEP31 | 100 | Neepsend |  | GTN | NFLE | NFLE11 | 100 | Northfleet East | NEEP_3 | NFLE
GTN | NETS | NETS3- | 100 | Newton Stewart |  | GTN | NHYD_6 | NHYD61 | 100 | North Hyde | NETS | NHYD_6
GTN | NEWX_6 | NEWX61 | 100 | New Cross |  | GTN | NINF_1 | NINF11 | 100 | Ninfield | NEWX_6 | NINF_1
GTN | NFLE | NFLE11 | 100 | Northfleet East |  | GTN | NORL_3 | NORL31 | 100 | Norton Lees | NFLE | NORL_3
GTN | NHYD_6 | NHYD61 | 100 | North Hyde |  | GTN | NORM_1 | NORM1* | 25 | Norwich Main | NHYD_6 | NORM_1
GTN | NINF_1 | NINF11 | 100 | Ninfield |  | GTN | NORM_1 | NORM13 | 25 | Norwich Main | NINF_1 | NORM_1
GTN | NORL_3 | NORL31 | 100 | Norton Lees |  | GTN | NORM_1 | NORM14 | 25 | Norwich Main | NORL_3 | NORM_1
GTN | NORM_1 | NORM11 | 25 | Norwich Main |  | GTN | NORM_1 | NORM15 | 25 | Norwich Main | NORM_1 | NORM_1
GTN | NORM_1 | NORM13 | 25 | Norwich Main |  | GTN | NORT_1 | NORT11 | 100 | Norton | NORM_1 | NORT_1
GTN | NORM_1 | NORM14 | 25 | Norwich Main |  | GTN | NURS_1 | NURS11 | 100 | Nursling | NORM_1 | NURS_1
GTN | NORM_1 | NORM15 | 25 | Norwich Main |  | GTN | OCKH_1 | OCKH11 | 100 | Ocker Hill | NORM_1 | OCKH_1
GTN | NORT_1 | NORT11 | 100 | Norton |  | GTN | OFFE_3 | OFFE31 | 50 | Offerton | NORT_1 | OFFE_3
GTN | NURS_1 | NURS11 | 100 | Nursling |  | GTN | OFFE_3 | OFFE32 | 50 | Offerton | NURS_1 | OFFE_3
GTN | OCKH_1 | OCKH11 | 100 | Ocker Hill |  | GTN | OLDB_1 | OLDB11 | 100 | Oldbury | OCKH_1 | OLDB_1
GTN | OFFE_3 | OFFE31 | 50 | Offerton |  | GTN | ORMO | HEYS11 | 100 | Ormonde | OFFE_3 | ORMO
GTN | OFFE_3 | OFFE32 | 50 | Offerton |  | GTN | ORRI_P | ORRI3- | 100 | Orrin | OFFE_3 | ORRI_P
GTN | OLDB_1 | OLDB11 | 100 | Oldbury |  | GTN | OSBA_1 | OSBA11 | 100 | Osbaldwick | OLDB_1 | OSBA_1
GTN | ORMO | HEYS11 | 100 | Ormonde |  | GTN | PADIB1 | PADI11 | 100 | Padiham | ORMO | PADIB1
GTN | ORRI_P | ORRI3- | 100 | Orrin |  | GTN | PAIS | PAIS3- | 100 | Paisley | ORRI_P | PAIS
GTN | OSBA_1 | OSBA11 | 100 | Osbaldwick |  | GTN | PART | PART3- | 100 | Partick | OSBA_1 | PART
GTN | PADIB1 | PADI11 | 100 | Padiham |  | GTN | PEHG_P | PEHG3- | 100 | Peterhead Grange | PADIB1 | PEHG_P
GTN | PAIS | PAIS3- | 100 | Paisley |  | GTN | PEHS_P | PEHE1- | 100 | Peterhead Shell | PAIS | PEHS_P
GTN | PART | PART3- | 100 | Partick |  | GTN | PELH_1 | PELH11 | 100 | Pelham | PART | PELH_1
GTN | PEHG_P | PEHG3- | 100 | Peterhead Grange |  | GTN | PEMB_1 | PEMB11 | 100 | Pembroke | PEHG_P | PEMB_1
GTN | PEHS_P | PEHE1- | 100 | Peterhead Shell |  | GTN | PENE_1 | PENE11 | 100 | Penwortham East | PEHS_P | PENE_1
GTN | PELH_1 | PELH11 | 100 | Pelham |  | GTN | PENN_1 | PENN11 | 100 | Penn | PELH_1 | PENN_1
GTN | PEMB_1 | PEMB11 | 100 | Pembroke |  | GTN | PENT_1 | PENT11 | 100 | Pentir | PEMB_1 | PENT_1
GTN | PENE_1 | PENE11 | 100 | Penwortham East |  | GTN | PENW_1 | PENW11 | 100 | Penwortham West | PENE_1 | PENW_1
GTN | PENN_1 | PENN11 | 100 | Penn |  | GTN | PERI_H | WISD61 | 100 | Perivale | PENN_1 | PERI_H
GTN | PENT_1 | PENT11 | 100 | Pentir |  | GTN | PERS_P | PERS3- | 100 | Persley | PENT_1 | PERS_P
GTN | PENW_1 | PENW11 | 100 | Penwortham West |  | GTN | PITS_3 | PITS31 | 50 | Pitsmoor | PENW_1 | PITS_3
GTN | PERI_H | WISD61 | 100 | Perivale |  | GTN | PITS_3 | PITS32 | 50 | Pitsmoor | PERI_H | PITS_3
GTN | PERS_P | PERS3- | 100 | Persley |  | GTN | POOB | POOB3- | 100 | Portobello | PERS_P | POOB
GTN | PITS_3 | PITS31 | 50 | Pitsmoor |  | GTN | POPP_3 | POPP31 | 100 | Poppleton | PITS_3 | POPP_3
GTN | PITS_3 | PITS32 | 50 | Pitsmoor |  | GTN | PORA_P | PORA3- | 100 | Port Ann | PITS_3 | PORA_P
GTN | POOB | POOB3- | 100 | Portobello |  | GTN | PORD | PORD3- | 100 | Port Dundas | POOB | PORD
GTN | POPP_3 | POPP31 | 100 | Poppleton |  | GTN | PYLE_1 | PYLE11 | 100 | Pyle | POPP_3 | PYLE_1
GTN | PORA_P | PORA3- | 100 | Port Ann |  | GTN | QUOI_P | QUOI1- | 100 | Quoich | PORA_P | QUOI_P
GTN | PORD | PORD3- | 100 | Port Dundas |  | GTN | RAIN_1 | RAIN11 | 100 | Rainhill | PORD | RAIN_1
GTN | PYLE_1 | PYLE11 | 100 | Pyle |  | GTN | RANN_P | RANN1Q | 50 | Rannoch | PYLE_1 | RANN_P
GTN | QUOI_P | QUOI1- | 100 | Quoich |  | GTN | RANN_P | RANN1R | 50 | Rannoch | QUOI_P | RANN_P
GTN | RAIN_1 | RAIN11 | 100 | Rainhill |  | GTN | RASS_1 | RASS11 | 100 | Rassau | RAIN_1 | RASS_1
GTN | RANN_P | RANN1Q | 50 | Rannoch |  | GTN | RATS_1 | RATS11 | 100 | Ratcliffe | RANN_P | RATS_1
GTN | RANN_P | RANN1R | 50 | Rannoch |  | GTN | RAVE | WISH3S | 50 | Ravenscraig | RANN_P | RAVE
GTN | RASS_1 | RASS11 | 100 | Rassau |  | GTN | RAVE | WISH3T | 50 | Ravenscraig | RASS_1 | RAVE
GTN | RATS_1 | RATS11 | 100 | Ratcliffe |  | GTN | RAYL_1 | RAYM11 | 100 | Rayleigh | RATS_1 | RAYL_1
GTN | RAVE | WISH3S | 50 | Ravenscraig |  | GTN | REBR_3 | REBR31 | 50 | Redbridge | RAVE | REBR_3
GTN | RAVE | WISH3T | 50 | Ravenscraig |  | GTN | REBR_3 | REBR32 | 50 | Redbridge | RAVE | REBR_3
GTN | RAYL_1 | RAYM11 | 100 | Rayleigh |  | GTN | REDH | REDH3- | 100 | Redhouse | RAYL_1 | REDH
GTN | REBR_3 | REBR31 | 50 | Redbridge |  | GTN | REDM_P | REDM3- | 100 | Redmoss | REBR_3 | REDM_P
GTN | REBR_3 | REBR32 | 50 | Redbridge |  | GTN | RICH1 | CANT13 | 50 | Richborough | REBR_3 | RICH1
GTN | REDH | REDH3- | 100 | Redhouse |  | GTN | RICH1 | CANT14 | 50 | Richborough | REDH | RICH1
GTN | REDM_P | REDM3- | 100 | Redmoss |  | GTN | ROCH_1 | ROCH11 | 100 | Rochdale | REDM_P | ROCH_1
GTN | RICH_J | CANT13 | 50 | Richborough |  | GTN | RRIG | HARK11 | 50 | Robin Rigg | #N/A | RRIG
GTN | RICH_J | CANT14 | 50 | Richborough |  | GTN | RRIG | HARK12 | 50 | Robin Rigg | #N/A | RRIG
GTN | RICH1 | CANT13 | 50 | Richborough |  | GTN | RUGEB1 | RUGE11 | 100 | Rugeley | RICH1 | RUGEB1
GTN | RICH1 | CANT14 | 50 | Richborough |  | GTN | RYEH_1 | RYEH11 | 100 | Rye House | RICH1 | RYEH_1
GTN | ROCH_1 | ROCH11 | 100 | Rochdale |  | GTN | SACO | SACO3J | 50 | Saltcoats | ROCH_1 | SACO
GTN | RRIG | HARK11 | 50 | Robin Rigg |  | GTN | SACO | SACO3K | 50 | Saltcoats | RRIG | SACO
GTN | RRIG | HARK12 | 50 | Robin Rigg |  | GTN | SALH_1 | SALH11 | 100 | Saltholme | RRIG | SALH_1
GTN | RUGEB1 | RUGE11 | 100 | Rugeley |  | GTN | SALL1 | NORM1* | 33.3333 | Sall (Sheringham Shoal) | RUGEB1 | SALL1
GTN | RYEH_1 | RYEH11 | 100 | Rye House |  | GTN | SALL1 | NORM12 | 33.3333 | Sall (Sheringham Shoal) | RYEH_1 | SALL1
GTN | SACO | SACO3J | 50 | Saltcoats |  | GTN | SALL1 | NORM13 | 33.3333 | Sall (Sheringham Shoal) | SACO | SALL1
GTN | SACO | SACO3K | 50 | Saltcoats |  | GTN | SALT_1 | SAEN11 | 100 | Saltend North | SACO | SALT_1
GTN | SALH_1 | SALH11 | 100 | Saltholme |  | GTN | SANX | SANX3- | 100 | St Andrews Cross | SALH_1 | SANX
GTN | SALL1 | NORM11 | 33.3333 | Sall (Sheringham Shoal) |  | GTN | SASA | SASA11 | 100 | St. Asaph | SALL1 | SASA
GTN | SALL1 | NORM12 | 33.3333 | Sall (Sheringham Shoal) |  | GTN | SBAR | STOB11 | 100 | Stoke Bardolph | SALL1 | SBAR
GTN | SALL1 | NORM13 | 33.3333 | Sall (Sheringham Shoal) |  | GTN | SEAB1 | SEAB11 | 100 | Seabank | SALL1 | SEAB1
GTN | SALT_1 | SAEN11 | 100 | Saltend North |  | GTN | SELL_1 | SELL11 | 100 | Sellindge | SALT_1 | SELL_1
GTN | SANX | SANX3- | 100 | St Andrews Cross |  | GTN | SFEG_P | SFEG1S | 50 | St Fergus Gas Terminal | SANX | SFEG_P
GTN | SASA | SASA11 | 100 | St. Asaph |  | GTN | SFEG_P | SFEG1T | 50 | St Fergus Gas Terminal | SASA | SFEG_P
GTN | SBAR | STOB11 | 100 | Stoke Bardolph |  | GTN | SFIL_P | SFIL1Q | 100 | St Fillians | SBAR | SFIL_P
GTN | SEAB1 | SEAB11 | 100 | Seabank |  | GTN | SHEC_3 | SHEC31 | 100 | Sheffield City | SEAB1 | SHEC_3
GTN | SELL_1 | SELL11 | 100 | Sellindge |  | GTN | SHIN_P | SHIN3- | 100 | Shin | SELL_1 | SHIN_P
GTN | SFEG_P | SFEG1S | 50 | St Fergus Gas Terminal |  | GTN | SHRU | SHRU3- | 100 | Shrubhill | SFEG_P | SHRU
GTN | SFEG_P | SFEG1T | 50 | St Fergus Gas Terminal |  | GTN | SHRW_1 | SHRE11 | 100 | Shrewsbury | SFEG_P | SHRW_1
GTN | SFIL_P | SFIL1Q | 100 | St Fillians |  | GTN | SIGH | SIGH3A | 100 | Sighthill | SFIL_P | SIGH
GTN | SHEC_3 | SHEC31 | 100 | Sheffield City |  | GTN | SJOW_1 | SJOW11 | 100 | St John's Wood | SHEC_3 | SJOW_1
GTN | SHIN_P | SHIN3- | 100 | Shin |  | GTN | SKLGB1 | SKLG11 | 100 | Skelton Grange | SHIN_P | SKLGB1
GTN | SHRU | SHRU3- | 100 | Shrubhill |  | GTN | SLOY_P | SLOY1L | 50 | Sloy | SHRU | SLOY_P
GTN | SHRW_1 | SHRE11 | 100 | Shrewsbury |  | GTN | SLOY_P | SLOY1P | 50 | Sloy | SHRW_1 | SLOY_P
GTN | SIGH | SIGH3A | 100 | Sighthill |  | GTN | SMAN_1 | SMAN11 | 100 | South Manchester | SIGH | SMAN_1
GTN | SJOW_1 | SJOW11 | 100 | St John's Wood |  | GTN | SPAV | SPAV3- | 100 | Spango Valley | SJOW_1 | SPAV
GTN | SKLGB1 | SKLG11 | 100 | Skelton Grange |  | GTN | SPEN_1 | SPEN11 | 100 | Spennymoor | SKLGB1 | SPEN_1
GTN | SLOY_P | SLOY1L | 50 | Sloy |  | GTN | SSHI_3 | SSHI31 | 100 | South Shields | SLOY_P | SSHI_3
GTN | SLOY_P | SLOY1P | 50 | Sloy |  | GTN | STAH_1 | STAH11 | 100 | Stanah | SLOY_P | STAH_1
GTN | SMAN_1 | SMAN11 | 100 | South Manchester |  | GTN | STAL_1 | STAL11 | 100 | Stalybridge | SMAN_1 | STAL_1
GTN | SPAV | SPAV3- | 100 | Spango Valley |  | GTN | STAY_1 | STYC11 | 100 | Staythorpe | SPAV | STAY_1
GTN | SPEN_1 | SPEN11 | 100 | Spennymoor |  | GTN | STEN_1 | STEN11 | 100 | Stella North | SPEN_1 | STEN_1
GTN | SSHI_3 | SSHI31 | 100 | South Shields |  | GTN | STES_1 | STES11 | 100 | Stella South | SSHI_3 | STES_1
GTN | STAH_1 | STAH11 | 100 | Stanah |  | GTN | STHA | STHA3- | 100 | Strathaven | STAH_1 | STHA
GTN | STAL_1 | STAL11 | 100 | Stalybridge |  | GTN | STIR | STIR3- | 100 | Stirling | STAL_1 | STIR
GTN | STAY_1 | STYC11 | 100 | Staythorpe |  | GTN | STLE | STLE3S | 100 | Strathleven | STAY_1 | STLE
GTN | STEN_1 | STEN11 | 100 | Stella North |  | GTN | STRI_P | STRI3- | 100 | Strichen | STEN_1 | STRI_P
GTN | STES_1 | STES11 | 100 | Stella South |  | GTN | SUND_1 | SUND11 | 100 | Sundon | STES_1 | SUND_1
GTN | STHA | STHA3- | 100 | Strathaven |  | GTN | SWAN_1 | SWAN11 | 100 | Swansea North | STHA | SWAN_1
GTN | STIR | STIR3- | 100 | Stirling |  | GTN | TARL_P | TARL3- | 100 | Tarland | STIR | TARL_P
GTN | STLE | STLE3S | 100 | Strathleven |  | GTN | TAUN1 | TAUN11 | 100 | Taunton | STLE | TAUN1
GTN | STOR_P | STOR11 | 100 | Stornoway | 1 | GTN | TAYN_P | TAYN3- | 100 | Taynuilt | #N/A | TAYN_P
GTN | STRI_P | STRI3- | 100 | Strichen |  | GTN | TELR | TELR3- | 100 | Telford Road | STRI_P | TELR
GTN | SUND_1 | SUND11 | 100 | Sundon |  | GTN | TEMP_3 | TEMP31 | 100 | Templeborough | SUND_1 | TEMP_3
GTN | SWAN_1 | SWAN11 | 100 | Swansea North |  | GTN | THOM_6 | THOM61 | 100 | Thorpe Marsh | SWAN_1 | THOM_6
GTN | TARL_P | TARL3- | 100 | Tarland |  | GTN | THSO_P | THSO3- | 100 | Thurso South | TARL_P | THSO_P
GTN | TAUN1 | TAUN11 | 100 | Taunton |  | GTN | THUR_6 | THUR61 | 100 | Thurcroft | TAUN1 | THUR_6
GTN | TAYN_P | TAYN3- | 100 | Taynuilt |  | GTN | TILBB_1 | TILB11 | 100 | Tilbury | TAYN_P | TILBB_1
GTN | TELR | TELR3- | 100 | Telford Road |  | GTN | TONG | TONG1- | 100 | Tongland | TELR | TONG
GTN | TEMP_3 | TEMP31 | 100 | Templeborough |  | GTN | TOTT_1 | TOTT11 | 100 | Tottenham | TEMP_3 | TOTT_1
GTN | THOM_6 | THOM61 | 100 | Thorpe Marsh |  | GTN | TOWH | WFIE3- | 100 | Townhill | THOM_6 | TOWH
GTN | THSO_P | THUS3- | 100 | Thurso South |  | GTN | TRAW_1 | TRAW11 | 100 | Trawsfynydd | THSO_P | TRAW_1
GTN | THUR_6 | THUR61 | 100 | Thurcroft |  | GTN | TUMB_P | TUMB1Q | 50 | Tummel Bridge | THUR_6 | TUMB_P
GTN | TILBB_1 | TILB11 | 100 | Tilbury |  | GTN | TUMB_P | TUMB1R | 50 | Tummel Bridge | TILBB_1 | TUMB_P
GTN | TONG | TONG1- | 100 | Tongland |  | GTN | TYNE_1 | TYNE11 | 100 | Tynemouth | TONG | TYNE_1
GTN | TOTT_1 | TOTT11 | 100 | Tottenham |  | GTN | TYNE_2 | TYNE11 | 100 | Tynemouth | TOTT_1 | TYNE_2
GTN | TOWH | WFIE3- | 100 | Townhill |  | GTN | UPPB_1 | UPPB11 | 100 | Upper Boat | TOWH | UPPB_1
GTN | TRAW_1 | TRAW11 | 100 | Trawsfynydd |  | GTN | UPPB_3 | UPPB31 | 100 | Upper Boat | TRAW_1 | UPPB_3
GTN | TUMB_P | TUMB1Q | 50 | Tummel Bridge |  | GTN | USKM_1 | USKM11 | 100 | Uskmouth | TUMB_P | USKM_1
GTN | TUMB_P | TUMB1R | 50 | Tummel Bridge |  | GTN | WABO | STAH11 | 100 | Walney 2 | TUMB_P | WABO
GTN | TYNE_1 | TYNE11 | 100 | Tynemouth |  | GTN | WALH_1 | PORH11 | 100 | Walham | TYNE_1 | WALH_1
GTN | TYNE_2 | TYNE11 | 100 | Tynemouth |  | GTN | WALP_1 | WALP11 | 100 | Walpole | TYNE_2 | WALP_1
GTN | UPPB_1 | UPPB11 | 100 | Upper Boat |  | GTN | WALP_B | WALP11 | 100 | Walpole | UPPB_1 | WALP_B
GTN | UPPB_3 | UPPB31 | 100 | Upper Boat |  | GTN | WARL_1 | WARL11 | 100 | Warley | UPPB_3 | WARL_1
GTN | USKM_1 | USKM11 | 100 | Uskmouth |  | GTN | WASF_1 | WASF11 | 100 | Washway Farm | USKM_1 | WASF_1
GTN | WABO | STAH11 | 100 | Walney 2 |  | GTN | WATFS_1 | WATS11 | 100 | Watford South | WABO | WATFS_1
GTN | WALH_1 | PORH11 | 100 | Walham |  | GTN | WBOL_6 | WBOL61 | 100 | West Boldon | WALH_1 | WBOL_6
GTN | WALP_1 | WALP11 | 100 | Walpole |  | GTN | WBUR_1 | WBUR11 | 100 | West Burton | WALP_1 | WBUR_1
GTN | WALP_B | WALP11 | 100 | Walpole |  | GTN | WFIE | WFIE3- | 100 | Westfield | WALP_B | WFIE
GTN | WARL_1 | WARL11 | 100 | Warley |  | GTN | WGEO | WGEO3- | 100 | West George Street | WARL_1 | WGEO
GTN | WASF_1 | WASF11 | 100 | Washway Farm |  | GTN | WHAM_1 | WHAM11 | 100 | West Ham | WASF_1 | WHAM_1
GTN | WATFS_1 | WATS11 | 100 | Watford South |  | GTN | WHGA_1 | WHGA11 | 100 | Whitegate | WATFS_1 | WHGA_1
GTN | WBOL_6 | WBOL61 | 100 | West Boldon |  | GTN | WHHO | WHHO3- | 100 | Whitehouse | WBOL_6 | WHHO
GTN | WBUR_1 | WBUR11 | 100 | West Burton |  | GTN | WIBA_3 | WIBA31 | 100 | Wincobank | WBUR_1 | WIBA_3
GTN | WFIE | WFIE3- | 100 | Westfield |  | GTN | WIEN_1 | WIEN11 | 100 | Willenhall | WFIE | WIEN_1
GTN | WGEO | WGEO3- | 100 | West George Street |  | GTN | WILL_1 | WILL11 | 100 | Willington | WGEO | WILL_1
GTN | WHAM_1 | WHAM11 | 100 | West Ham |  | GTN | WIMBN1 | WIMB1* | 50 | Wimbledon North | WHAM_1 | WIMBN1
GTN | WHGA_1 | WHGA11 | 100 | Whitegate |  | GTN | WIMBN1 | WIMB14 | 50 | Wimbledon North | WHGA_1 | WIMBN1
GTN | WHHO | WHHO3- | 100 | Whitehouse |  | GTN | WIMBS1 | WIMB12 | 50 | Wimbledon South | WHHO | WIMBS1
GTN | WIBA_3 | WIBA31 | 100 | Wincobank |  | GTN | WIMBS1 | WIMB13 | 50 | Wimbledon South | WIBA_3 | WIMBS1
GTN | WIEN_1 | WIEN11 | 100 | Willenhall |  | GTN | WIOW_P | WIOW3- | 100 | Willowdale | WIEN_1 | WIOW_P
GTN | WILL_1 | WILL11 | 100 | Willington |  | GTN | WISD_1 | WISD11 | 100 | Willesden | WILL_1 | WISD_1
GTN | WIMBN1 | WIMB14 | 100 | Wimbledon North |  | GTN | WISD_6 | WISD61 | 100 | Willesden | WIMBN1 | WISD_6
GTN | WIMBS1 | WIMB12 | 50 | Wimbledon South |  | GTN | WISH | WISH3- | 100 | Wishaw | WIMBS1 | WISH
GTN | WIMBS1 | WIMB13 | 50 | Wimbledon South |  | GTN | WMEL_1 | WMEL11 | 100 | West Melton | WIMBS1 | WMEL_1
GTN | WIOW_P | WIOW3- | 100 | Willowdale |  | GTN | WOHI_P | WOHI3- | 100 | Woodhill | WIOW_P | WOHI_P
GTN | WISD_1 | WISD11 | 100 | Willesden |  | GTN | WTHU31 | WTHU31 | 100 | West Thurrock | WISD_1 | WTHU31
GTN | WISD_6 | WISD61 | 100 | Willesden |  | GTN | WWEY_1 | WWEY11 | 50 | West Weybridge | WISD_6 | WWEY_1
GTN | WISH | WISH3- | 100 | Wishaw |  | GTN | WWEY_1 | WWEY12 | 50 | West Weybridge | WISH | WWEY_1
GTN | WMEL_1 | WMEL11 | 100 | West Melton |  | GTN | WYLF_1 | WYLF11 | 100 | Wylfa | WMEL_1 | WYLF_1
GTN | WOHI_P | WOHI3- | 100 | Woodhill |  | GTN | WYMOM_1 | WYMO11 | 100 | Wymondley | WOHI_P | WYMOM_1
GTN | WTHU31 | WTHU31 | 100 | West Thurrock | [6 empty] | WTHU31
GTN | WWEY_1 | WWEY11 | 50 | West Weybridge | [6 empty] | WWEY_1
GTN | WWEY_1 | WWEY12 | 50 | West Weybridge | [6 empty] | WWEY_1
GTN | WYLF_1 | WYLF11 | 100 | Wylfa | [6 empty] | WYLF_1
GTN | WYMOM_1 | WYMO11 | 100 | Wymondley | [6 empty] | WYMOM_1
Volume Allocation Unit (Directly Connecte BM Unit) to Node Mapping | [5 empty] | Volume Allocation Unit (Directly Connecte BM Unit) to Node Mapping
| Directly Connected BM Unit Id | Node Id | % of Metered Volume | Directly Connected BM Unit Name |  |  | Directly Connected BM Unit Id | Node Id | % of Metered Volume | Directly Connected BM Unit Name
BTN | M_ACTLLU_C | WISD61 | 100 | LU Acton Lane Supply |  | BTN | M_ACTLLU_C | WISD61 | 100 | LU Acton Lane Supply
BTN | M_CAS-BEU01 | AIGA1Q | 20 | Beauly Cascade |  | BTN | M_CAS-BEU01 | AIGA1Q | 20 | Beauly Cascade
BTN | M_CAS-BEU01 | CULL1Q | 20 | Beauly Cascade |  | BTN | M_CAS-BEU01 | CULL1Q | 20 | Beauly Cascade
BTN | M_CAS-BEU01 | DEAN1Q | 40 | Beauly Cascade |  | BTN | M_CAS-BEU01 | DEAN1Q | 40 | Beauly Cascade
BTN | M_CAS-BEU01 | KIOR1Q | 20 | Beauly Cascade |  | BTN | M_CAS-BEU01 | KIOR1Q | 20 | Beauly Cascade
BTN | M_CAS-CLU01 | CLUN1A | 50 | Clunie Cascade |  | BTN | M_CAS-CLU01 | CLUN1A | 50 | Clunie Cascade
BTN | M_CAS-CLU01 | CLUN1B | 50 | Clunie Cascade |  | BTN | M_CAS-CLU01 | CLUN1B | 50 | Clunie Cascade
BTN | M_CAS-CON01 | LUIC1Q | 20 | Conon Cascade |  | BTN | M_CAS-CON01 | LUIC1Q | 20 | Conon Cascade
BTN | M_CAS-CON01 | LUIC1R | 20 | Conon Cascade |  | BTN | M_CAS-CON01 | LUIC1R | 20 | Conon Cascade
BTN | M_CAS-CON01 | MOSS1S | 14 | Conon Cascade |  | BTN | M_CAS-CON01 | MOSS1S | 14 | Conon Cascade
BTN | M_CAS-CON01 | MOSS1T | 8 | Conon Cascade |  | BTN | M_CAS-CON01 | MOSS1T | 8 | Conon Cascade
BTN | M_CAS-CON01 | ORRI3- | 21 | Conon Cascade |  | BTN | M_CAS-CON01 | ORRI3- | 21 | Conon Cascade
BTN | M_CAS-CON01 | BEAU10 | 17 | Conon Cascade |  | BTN | M_CAS-CON01 | BEAU10 | 17 | Conon Cascade
BTN | M_CAS-GAR01 | INGA1Q | 35 | Garry Cascade |  | BTN | M_CAS-GAR01 | INGA1Q | 35 | Garry Cascade
BTN | M_CAS-GAR01 | QUOI1Q | 65 | Garry Cascade |  | BTN | M_CAS-GAR01 | QUOI1Q | 65 | Garry Cascade
BTN | M_CAS-KIL01 | KIIN3- | 19 | Killin Cascade |  | BTN | M_CAS-KIL01 | KIIN3- | 19 | Killin Cascade
BTN | M_CAS-KIL01 | LOCH1- | 81 | Killin Cascade |  | BTN | M_CAS-KIL01 | LOCH1- | 81 | Killin Cascade
BTN | M_CAS-MOR01 | CEAN1Q | 45 | Moriston Cascade |  | BTN | M_CAS-MOR01 | CEAN1Q | 45 | Moriston Cascade
BTN | M_CAS-MOR01 | GLEN1Q | 55 | Moriston Cascade |  | BTN | M_CAS-MOR01 | GLEN1Q | 55 | Moriston Cascade
BTN | M_GRTO | GRTO61 | 100 | BS Grangetown Supply |  | BTN | M_GRTO | GRTO61 | 100 | BS Grangetown Supply
BTN | M_SLOY-1 | SLOY1P | 100 | Sloy G1 |  | BTN | M_SLOY-1 | SLOY1P | 100 | Sloy G1
BTN | M_SLOY-4 | SLOY1L | 100 | Sloy G4 |  | BTN | M_SLOY-4 | SLOY1L | 100 | Sloy G4
BTN | M_TEMP | TEMP31 | 100 | BOC Brinsworth Supply |  | BTN | M_TEMP | TEMP31 | 100 | BOC Brinsworth Supply
BTN | T__HYELT002 | CULJ31 | 33.3333 | UKAEA Culham Jet |  | BTN | T__HYELT002 | CULJ31 | 33.3333 | UKAEA Culham Jet
BTN | T__HYELT002 | CULJ32 | 33.3333 | UKAEA Culham Jet |  | BTN | T__HYELT002 | CULJ32 | 33.3333 | UKAEA Culham Jet
BTN | T__HYELT002 | CULJ33 | 33.3333 | UKAEA Culham Jet |  | BTN | T__HYELT002 | CULJ33 | 33.3333 | UKAEA Culham Jet
BTN | T__KYELT003 | TREM31 | 100 | ASW Tremorfa |  | BTN | T__KYELT003 | TREM31 | 100 | ASW Tremorfa
BTN | T__MYELT001 | ALDW31 | 100 | Corus Aldwarke |  | BTN | T__MYELT001 | ALDW31 | 100 | Corus Aldwarke
BTN | T_ABRBO-1 | DYCE1Q | 100 | Aberdeen Offshore Wind Farm |  | BTN | T_ABRBO-1 | DYCE1Q | 100 | Aberdeen Offshore Wind Farm
BTN | T_ABTH7 | ABTH21 | 100 | Aberthaw Main Unit 7 |  | BTN | T_ABTH7 | ABTH21 | 100 | Aberthaw Main Unit 7
BTN | T_ABTH7G | ABTH21 | 100 | Aberthaw Aux Unit 7 |  | BTN | T_ABTH7G | ABTH21 | 100 | Aberthaw Aux Unit 7
BTN | T_ABTH8 | ABTH21 | 100 | Aberthaw Main Unit 8 |  | BTN | T_ABTH8 | ABTH21 | 100 | Aberthaw Main Unit 8
BTN | T_ABTH8G | ABTH21 | 100 | Aberthaw Aux Unit 8 |  | BTN | T_ABTH8G | ABTH21 | 100 | Aberthaw Aux Unit 8
BTN | T_ABTH9 | ABTH22 | 100 | Aberthaw Main Unit 9 |  | BTN | T_ABTH9 | ABTH22 | 100 | Aberthaw Main Unit 9
BTN | T_ABTH9G | ABTH22 | 100 | Aberthaw Aux Unit 9 |  | BTN | T_ABTH9G | ABTH22 | 100 | Aberthaw Aux Unit 9
BTN | T_ABTHD | ABTH11 | 100 | Aberthaw Station Demand |  | BTN | T_ABTHD | ABTH11 | 100 | Aberthaw Station Demand
BTN | T_ACHRW-1 | ACHR1R | 100 | AChruach Wind Farm |  | BTN | T_ACHRW-1 | ACHR1R | 100 | AChruach Wind Farm
BTN | T_AFTOW-1 | BLAH3A | 100 | Afton Wind Farm |  | BTN | T_AFTOW-1 | BLAH3A | 100 | Afton Wind Farm
BTN | T_AKGLD-2 | AIKE3B | 100 | Aikengall Wind Farm |  | BTN | T_AKGLW-2 | WESE1- | 100 | Aikengall Wind Farm
BTN | T_AKGLW-2 | AIKE3A | 100 | Aikengall Wind Farm |  | BTN | T_AKGLD-2 | WESE1- | 100 | Aikengall Wind Farm
BTN | T_ANGLD-1 | PERH11 | 100 | Anglesey Aluminium Demand |  | BTN | T_ALUKD-1 | EGGB41 | 50 | Air Liquide
BTN | T_ANSUW-1 | ANSU3- | 100 | An Suidhe 1 |  | BTN | T_ALUKD-1 | EGGB42 | 50 | Air Liquide
BTN | T_ARCHW-1 | AREC3A | 50 | Arecleoch |  | BTN | T_ANGLD-1 | PERH11 | 100 | Anglesey Aluminium Demand
BTN | T_ARCHW-1 | AREC3B | 50 | Arecleoch |  | BTN | T_ANSUW-1 | ANSU3- | 100 | An Suidhe 1
BTN | T_BAGE-1 | BAGB21 | 100 | Baglan Bay |  | BTN | T_ARCHW-1 | AREC3A | 50 | Arecleoch
BTN | T_BAGE-2 | BAGB21 | 100 | Baglan Bay |  | BTN | T_ARCHW-1 | AREC3B | 50 | Arecleoch
BTN | T_BAGED-1 | BAGB21 | 100 | Baglan Energy Park |  | BTN | T_BAGE-1 | BAGB21 | 100 | Baglan Bay
BTN | T_BAGTD-1 | BAGA3- | 100 | Railtrack Bathgate |  | BTN | T_BAGE-2 | BAGB21 | 100 | Baglan Bay
BTN | T_BARK_NR | BARK41 | 100 | Barking NR |  | BTN | T_BAGED-1 | BAGB21 | 100 | Baglan Energy Park
BTN | T_BARK-CTRL | BARK41 | 100 | Barking Chnl Tunnel RLink |  | BTN | T_BAGTD-1 | BAGA3- | 100 | Railtrack Bathgate
BTN | T_BDCHW-1 | MYBS3J | 100 | Bad A Cheo Wind Farm |  | BTN | T_BARK_NR | BARK41 | 100 | Barking NR
BTN | T_BEATD-1 | BEAT4A | 100 | Beatrice Offshore Wind Farm Demand |  | BTN | T_BARK-1 | BARK21 | 100 | Barking PS
BTN | T_BEATO-1 | BEAT4A | 100 | Beatrice Offshore Wind Farm 1 |  | BTN | T_BARKB2 | BARK21 | 100 | Barking PS
BTN | T_BEATO-2 | BEAT4B | 100 | Beatrice Offshore Wind Farm 2 |  | BTN | T_BARK-CTRL | BARK41 | 100 | Barking Chnl Tunnel RLink
BTN | T_BEATO-3 | BEAT4A | 100 | Beatrice Offshore Wind Farm 3 |  | BTN | T_BDCHW-1 | MYBS3J | 100 | Bad A Cheo Wind Farm
BTN | T_BEATO-4 | BEAT4B | 100 | Beatrice Offshore Wind Farm 4 |  | BTN | T_BEATD-1 | BLHI20 | 100 | Beatrice Offshore Wind Farm Demand
BTN | T_BEINW-1 | BEIN31 | 100 | Beinneun Wind Farm |  | BTN | T_BEATO-1 | BLHI20 | 100 | Beatrice Offshore Wind Farm 1
BTN | T_BHLAW-1 | BHLA31 | 100 | Bhlaraidh Windfarm 1 |  | BTN | T_BEATO-2 | BLHI20 | 100 | Beatrice Offshore Wind Farm 2
BTN | T_BLKWW-1 | NECU1- | 100 | Blackcraig Wind Farm |  | BTN | T_BEATO-3 | BLHI20 | 100 | Beatrice Offshore Wind Farm 3
BTN | T_BLLA-1 | BLKL3A | 100 | Black Law Wind Farm |  | BTN | T_BEATO-4 | BLHI20 | 100 | Beatrice Offshore Wind Farm 4
BTN | T_BLLA-2 | BLKL3B | 100 | Black Law Wind Farm Extension |  | BTN | T_BEINW-1 | BEIN31 | 100 | Beinneun Wind Farm
BTN | T_BOWLW-1 | BOSW30 | 100 | Barrow Offshore Wind Farm |  | BTN | T_BHLAW-1 | BHLA31 | 100 | Bhlaraidh Windfarm 1
BTN | T_BPGRD-1 | BPGR3J | 100 | Grangemouth CHP - Site Demand |  | BTN | T_BLKWW-1 | NECU1- | 100 | Blackcraig Wind Farm
BTN | T_BPGRD-2 | BPGR3K | 100 | Grangemouth CHP - Site Demand |  | BTN | T_BLLA-1 | BLKL3A | 100 | Black Law Wind Farm
BTN | T_BRBEO-1 | BODE41 | 100 | Burbo Bank Extension Wind Farm |  | BTN | T_BLLA-2 | BLKL3B | 100 | Black Law Wind Farm Extension
BTN | T_BRER_RTK | RUGE41 | 100 | Brereton NR |  | BTN | T_BOWLW-1 | BOSW30 | 100 | Barrow Offshore Wind Farm
BTN | T_BUSH_RTK | ELST11 | 33.3333 | Bushey NR |  | BTN | T_BPGRD-1 | BPGR3J | 100 | Grangemouth CHP - Site Demand
BTN | T_BUSH_RTK | ELST12 | 33.3333 | Bushey NR |  | BTN | T_BPGRD-2 | BPGR3K | 100 | Grangemouth CHP - Site Demand
BTN | T_BUSH_RTK | ELST13 | 33.3333 | Bushey NR |  | BTN | T_BRBEO-1 | BODE41 | 100 | Burbo Bank Extension Wind Farm
BTN | T_CARR-1 | CARR41 | 100 | Carrington Power Ltd - Unit 1 |  | BTN | T_BRER_RTK | RUGE41 | 100 | Brereton NR
BTN | T_CARR-2 | CARR41 | 100 | Carrington Power Ltd - Unit 2 |  | BTN | T_BUSH_RTK | ELST11 | 25 | Bushey NR
BTN | T_CASKD-1 | ROCK1A | 100 | Castner Kellner |  | BTN | T_BUSH_RTK | ELST12 | 25 | Bushey NR
BTN | T_CDCL-1 | COTT41 | 100 | Cottam Development Centre |  | BTN | T_BUSH_RTK | ELST13 | 25 | Bushey NR
BTN | T_CGTHW-1 | COGA3- | 100 | Corriegarth Wind Farm |  | BTN | T_BUSH_RTK | ELST14 | 25 | Bushey NR
BTN | T_CLACD-1 | CLAC1Q | 100 | Clachan Station Demand |  | BTN | T_CARR-1 | CARR41 | 100 | Carrington Power Ltd - Unit 1
BTN | T_CLDCW-1 | CLYN3A | 25 | Clyde Central Wind Farm |  | BTN | T_CARR-2 | CARR41 | 100 | Carrington Power Ltd - Unit 2
BTN | T_CLDCW-1 | CLYN3B | 25 | Clyde Central Wind Farm |  | BTN | T_CASKD-1 | ROCK1A | 100 | Castner Kellner
BTN | T_CLDCW-1 | CLYN3C | 25 | Clyde Central Wind Farm |  | BTN | T_CDCL-1 | COTT41 | 100 | Cottam Development Centre
BTN | T_CLDCW-1 | CLYN3D | 25 | Clyde Central Wind Farm |  | BTN | T_CGTHW-1 | COGA3- | 100 | Corriegarth Wind Farm
BTN | T_CLDNW-1 | CLYN3A | 25 | Clyde North Wind Farm |  | BTN | T_CLACD-1 | CLAC1Q | 100 | Clachan Station Demand
BTN | T_CLDNW-1 | CLYN3B | 25 | Clyde North Wind Farm |  | BTN | T_CLDCW-1 | CLYN3A | 25 | Clyde Central Wind Farm
BTN | T_CLDNW-1 | CLYN3C | 25 | Clyde North Wind Farm |  | BTN | T_CLDCW-1 | CLYN3B | 25 | Clyde Central Wind Farm
BTN | T_CLDNW-1 | CLYN3D | 25 | Clyde North Wind Farm |  | BTN | T_CLDCW-1 | CLYN3C | 25 | Clyde Central Wind Farm
BTN | T_CLDSW-1 | CLYS3A | 50 | Clyde South Wind Farm |  | BTN | T_CLDCW-1 | CLYN3D | 25 | Clyde Central Wind Farm
BTN | T_CLDSW-1 | CLYS3B | 50 | Clyde South Wind Farm |  | BTN | T_CLDNW-1 | CLYN3A | 25 | Clyde North Wind Farm
BTN | T_CNQPS-1 | CONQ41 | 100 | Connah's Quay 1 |  | BTN | T_CLDNW-1 | CLYN3B | 25 | Clyde North Wind Farm
BTN | T_CNQPS-2 | CONQ41 | 100 | Connah's Quay 2 |  | BTN | T_CLDNW-1 | CLYN3C | 25 | Clyde North Wind Farm
BTN | T_CNQPS-3 | CONQ41 | 100 | Connah's Quay 3 |  | BTN | T_CLDNW-1 | CLYN3D | 25 | Clyde North Wind Farm
BTN | T_CNQPS-4 | CONQ41 | 100 | Connah's Quay 4 |  | BTN | T_CLDSW-1 | CLYS3A | 50 | Clyde South Wind Farm
BTN | T_CORM_RTK | WYMO41 | 100 | Correy's Mill NR |  | BTN | T_CLDSW-1 | CLYS3B | 50 | Clyde South Wind Farm
BTN | T_COSO-1 | COSO41 | 100 | Coryton Power Station |  | BTN | T_CNQPS-1 | CONQ41 | 100 | Connah's Quay 1
BTN | T_COTPS-1 | COTT41 | 100 | Cottam 1 |  | BTN | T_CNQPS-2 | CONQ41 | 100 | Connah's Quay 2
BTN | T_COTPS-2 | COTT41 | 100 | Cottam 2 |  | BTN | T_CNQPS-3 | CONQ41 | 100 | Connah's Quay 3
BTN | T_COTPS-3 | COTT41 | 100 | Cottam 3 |  | BTN | T_CNQPS-4 | CONQ41 | 100 | Connah's Quay 4
BTN | T_COTPS-4 | COTT41 | 100 | Cottam 4 |  | BTN | T_CORM_RTK | WYMO41 | 100 | Correy's Mill NR
BTN | T_COTPS-S | COTT41 | 100 | Cottam Station load |  | BTN | T_COSO-1 | COSO41 | 100 | Coryton Power Station
BTN | T_COUWW-1 | COUW31 | 100 | Cour Wind Farm |  | BTN | T_COTPS-1 | COTT41 | 100 | Cottam 1
BTN | T_CRGHD-1 | FERO3- | 100 | Carraig Gheal Wind Farm |  | BTN | T_COTPS-2 | COTT41 | 100 | Cottam 2
BTN | T_CRGHW-1 | FERO3- | 100 | Carraig Gheal Wind Farm |  | BTN | T_COTPS-3 | COTT41 | 100 | Cottam 3
BTN | T_CRMLD-1 | CORI3- | 100 | Corriemoillie Demand |  | BTN | T_COTPS-4 | COTT41 | 100 | Cottam 4
BTN | T_CRMLW-1 | CORI3- | 100 | Corriemoillie Wind Farm |  | BTN | T_COTPS-S | COTT41 | 100 | Cottam Station load
BTN | T_CRUA-1 | CRUA2S | 50 | Cruachan 1 |  | BTN | T_COUWW-1 | COUW31 | 100 | Cour Wind Farm
BTN | T_CRUA-1 | CRUA2T | 50 | Cruachan 1 |  | BTN | T_CRGHD-1 | FERO3- | 100 | Carraig Gheal Wind Farm
BTN | T_CRUA-2 | CRUA2S | 50 | Cruachan 2 |  | BTN | T_CRGHW-1 | FERO3- | 100 | Carraig Gheal Wind Farm
BTN | T_CRUA-2 | CRUA2T | 50 | Cruachan 2 |  | BTN | T_CRMLD-1 | CORI3- | 100 | Corriemoillie Demand
BTN | T_CRUA-3 | CRUA2S | 50 | Cruachan 3 |  | BTN | T_CRMLW-1 | CORI3- | 100 | Corriemoillie Wind Farm
BTN | T_CRUA-3 | CRUA2T | 50 | Cruachan 3 |  | BTN | T_CRUA-1 | CRUA2S | 50 | Cruachan 1
BTN | T_CRUA-4 | CRUA2S | 50 | Cruachan 4 |  | BTN | T_CRUA-1 | CRUA2T | 50 | Cruachan 1
BTN | T_CRUA-4 | CRUA2T | 50 | Cruachan 4 |  | BTN | T_CRUA-2 | CRUA2S | 50 | Cruachan 2
BTN | T_CRUAD-1 | CRUA2S | 50 | Cruachan Demand |  | BTN | T_CRUA-2 | CRUA2T | 50 | Cruachan 2
BTN | T_CRUAD-1 | CRUA2T | 50 | Cruachan Demand |  | BTN | T_CRUA-3 | CRUA2S | 50 | Cruachan 3
BTN | T_CRYRD-2 | CRYR1- | 100 | Crystal Rig II Demand |  | BTN | T_CRUA-3 | CRUA2T | 50 | Cruachan 3
BTN | T_CRYRW-2 | CRYR1- | 100 | Crystal Rig II Wind Farm |  | BTN | T_CRUA-4 | CRUA2S | 50 | Cruachan 4
BTN | T_CRYRW-3 | CRYR1- | 100 | Crystal Rig III Wind Farm |  | BTN | T_CRUA-4 | CRUA2T | 50 | Cruachan 4
BTN | T_DALRD-1 | STLE1- | 100 | Railtrack - Dalreoch |  | BTN | T_CRUAD-1 | CRUA2S | 50 | Cruachan Demand
BTN | T_DAMC-1 | KINO41 | 100 | Damhead Creek |  | BTN | T_CRUAD-1 | CRUA2T | 50 | Cruachan Demand
BTN | T_DDGND-1 | NECT41 | 100 | Dudgeon Demand BMU 1 |  | BTN | T_CRYRD-2 | CRYR1- | 100 | Crystal Rig II Demand
BTN | T_DDGNO-1 | NECT41 | 100 | Dudgeon Wind Farm BMU 1 |  | BTN | T_CRYRW-2 | CRYR1- | 100 | Crystal Rig II Wind Farm
BTN | T_DDGNO-2 | NECT41 | 100 | Dudgeon Wind Farm BMU 2 |  | BTN | T_CRYRW-3 | CRYR1- | 100 | Crystal Rig III Wind Farm
BTN | T_DDGNO-3 | NECT41 | 100 | Dudgeon Wind Farm BMU 3 |  | BTN | T_DALRD-1 | STLE1- | 100 | Railtrack - Dalreoch
BTN | T_DDGNO-4 | NECT41 | 100 | Dudgeon Wind Farm BMU 4 |  | BTN | T_DAMC-1 | KINO41 | 100 | Damhead Creek
BTN | T_DEAND-1 | DEAN1Q | 100 | Deanie Station Demand |  | BTN | T_DDGND-1 | NECT41 | 100 | Dudgeon Demand BMU 1
BTN | T_DIDCB5 | DIDC41 | 100 | Didcot B Main Unit 5 |  | BTN | T_DDGNO-1 | NECT41 | 100 | Dudgeon Wind Farm BMU 1
BTN | T_DIDCB6 | DIDC41 | 100 | Didcot B Main Unit 6 |  | BTN | T_DDGNO-2 | NECT41 | 100 | Dudgeon Wind Farm BMU 2
BTN | T_DINO-1 | DINO41 | 100 | Dinorwig 1 |  | BTN | T_DDGNO-3 | NECT41 | 100 | Dudgeon Wind Farm BMU 3
BTN | T_DINO-2 | DINO41 | 100 | Dinorwig 2 |  | BTN | T_DDGNO-4 | NECT41 | 100 | Dudgeon Wind Farm BMU 4
BTN | T_DINO-3 | DINO41 | 100 | Dinorwig 3 |  | BTN | T_DEAND-1 | DEAN1Q | 100 | Deanie Station Demand
BTN | T_DINO-4 | DINO41 | 100 | Dinorwig 4 |  | BTN | T_DEEP-1 | CONQ41 | 100 | Deeside Power Development Co
BTN | T_DINO-5 | DINO41 | 100 | Dinorwig 5 |  | BTN | T_DIDCB5 | DIDC41 | 100 | Didcot B Main Unit 5
BTN | T_DINO-6 | DINO41 | 100 | Dinorwig 6 |  | BTN | T_DIDCB6 | DIDC41 | 100 | Didcot B Main Unit 6
BTN | T_DNGB21 | DUNG41 | 100 | Dungeness B Generator 21 |  | BTN | T_DINO-1 | DINO41 | 100 | Dinorwig 1
BTN | T_DNGB22 | DUNG41 | 100 | Dungeness B Generator 22 |  | BTN | T_DINO-2 | DINO41 | 100 | Dinorwig 2
BTN | T_DNGB-D | DUNG41 | 100 | Dungeness B Station Demand |  | BTN | T_DINO-3 | DINO41 | 100 | Dinorwig 3
BTN | T_DNLWW-1 | DUNE3- | 100 | Dunlaw Extension |  | BTN | T_DINO-4 | DINO41 | 100 | Dinorwig 4
BTN | T_DOREW-1 | BLHI10 | 100 | Dorenell Wind Farm |  | BTN | T_DINO-5 | DINO41 | 100 | Dinorwig 5
BTN | T_DOREW-2 | BLHI10 | 100 | Dorenell Wind Farm |  | BTN | T_DINO-6 | DINO41 | 100 | Dinorwig 6
BTN | T_DRAXX-1 | DRAX41 | 100 | Drax 1 |  | BTN | T_DNGB21 | DUNG41 | 100 | Dungeness B Generator 21
BTN | T_DRAXX-10G | DRAX42 | 100 | Drax 10G |  | BTN | T_DNGB22 | DUNG41 | 100 | Dungeness B Generator 22
BTN | T_DRAXX-12G | DRAX42 | 100 | Drax 12G |  | BTN | T_DNGB-D | DUNG41 | 100 | Dungeness B Station Demand
BTN | T_DRAXX-2 | DRAX41 | 100 | Drax 2 |  | BTN | T_DNLWW-1 | DUNE3- | 100 | Dunlaw Extension
BTN | T_DRAXX-3 | DRAX41 | 100 | Drax 3 |  | BTN | T_DOREW-1 | BLHI10 | 100 | Dorenell Wind Farm
BTN | T_DRAXX-4 | DRAX42 | 100 | Drax 4 |  | BTN | T_DOREW-2 | BLHI10 | 100 | Dorenell Wind Farm
BTN | T_DRAXX-5 | DRAX42 | 100 | Drax 5 |  | BTN | T_DRAXX-1 | DRAX41 | 100 | Drax 1
BTN | T_DRAXX-6 | DRAX42 | 100 | Drax 6 |  | BTN | T_DRAXX-10G | DRAX42 | 100 | Drax 10G
BTN | T_DRAXX-9G | DRAX41 | 100 | Drax 9G |  | BTN | T_DRAXX-12G | DRAX42 | 100 | Drax 12G
BTN | T_DRSLW-1 | NECU1- | 100 | Dersalloch Wind Farm |  | BTN | T_DRAXX-2 | DRAX41 | 100 | Drax 2
BTN | T_DUNGA-D | DUNG21 | 100 | Dungeness A |  | BTN | T_DRAXX-3 | DRAX41 | 100 | Drax 3
BTN | T_DUNGW-1 | DUNM3- | 100 | Dunmaglass Wind Farm |  | BTN | T_DRAXX-4 | DRAX42 | 100 | Drax 4
BTN | T_EAAO-1 | BRFO41 | 100 | #N/A |  | BTN | T_DRAXX-5 | DRAX42 | 100 | Drax 5
BTN | T_EAAO-2 | BRFO41 | 100 | #N/A |  | BTN | T_DRAXX-6 | DRAX42 | 100 | Drax 6
BTN | T_ECCFD-1 | ECCF1J | 50 | Railtrack - Ecclefechan |  | BTN | T_DRAXX-9G | DRAX41 | 100 | Drax 9G
BTN | T_ECCFD-1 | ECCF1K | 50 | Railtrack - Ecclefechan |  | BTN | T_DRSLW-1 | NECU1- | 100 | Dersalloch Wind Farm
BTN | T_EDINW-1 | EDIN1- | 100 | Edinbane Wind Farm |  | BTN | T_DUNGA-D | DUNG21 | 100 | Dungeness A
BTN | T_EECL-1 | BRIM11 | 100 | Enfield Energy Centre Ltd |  | BTN | T_DUNGW-1 | DUNM3- | 100 | Dunmaglass Wind Farm
BTN | T_EGLSD-1 | SANX1Q | 50 | Railtrack - Eglington Street |  | BTN | T_ECCFD-1 | ECCF1J | 50 | Railtrack - Ecclefechan
BTN | T_EGLSD-1 | SANX1R | 50 | Railtrack - Eglington Street |  | BTN | T_ECCFD-1 | ECCF1K | 50 | Railtrack - Ecclefechan
BTN | T_ELSTR-1 | ELST41 | 100 | Elstree NR |  | BTN | T_EDINW-1 | EDIN1- | 100 | Edinbane Wind Farm
BTN | T_ELVAD-1 | ELVA4- | 100 | Railtrack - Elvanfoot |  | BTN | T_EECL-1 | BRIM11 | 100 | Enfield Energy Centre Ltd
BTN | T_ERRO-1 | ERRO10 | 100 | Errochty G1 |  | BTN | T_EGGPS-1 | EGGB41 | 100 | Eggborough Generator 1
BTN | T_ERRO-2 | ERRO10 | 100 | Errochty G2 |  | BTN | T_EGGPS-2 | EGGB42 | 100 | Eggborough Generator 2
BTN | T_ERRO-3 | ERRO10 | 100 | Errochty G3 |  | BTN | T_EGGPS-3 | EGGB41 | 100 | Eggborough Generator 3
BTN | T_EWHLW-1 | EWEH3- | 100 | Ewe Hill II Wind Farm |  | BTN | T_EGGPS-4 | EGGB42 | 100 | Eggborough Generator 4
BTN | T_EXMOSSD-1 | MOSM3Q | 50 | Exxon Mossmoran |  | BTN | T_EGGPS-D | EGGB41 | 100 | Eggborough Station Demand
BTN | T_EXMOSSD-1 | MOSM3R | 50 | Exxon Mossmoran |  | BTN | T_EGLSD-1 | SANX1Q | 50 | Railtrack - Eglington Street
BTN | T_FALGD-1 | FALL4- | 100 | Fallago Rig Demand |  | BTN | T_EGLSD-1 | SANX1R | 50 | Railtrack - Eglington Street
BTN | T_FALGW-1 | FALL4- | 100 | Fallago Rig Wind Farm |  | BTN | T_ELSTR-1 | ELST41 | 100 | Elstree NR
BTN | T_FARR-1 | FAAR3J | 100 | Farr Unit 1 |  | BTN | T_ELVAD-1 | ELVA4- | 100 | Railtrack - Elvanfoot
BTN | T_FARR-2 | FAAR3K | 100 | Farr Unit 2 |  | BTN | T_ERRO-1 | ERRO10 | 100 | Errochty G1
BTN | T_FASN-1 | FASN2- | 100 | Fasnakyle G1 |  | BTN | T_ERRO-2 | ERRO10 | 100 | Errochty G2
BTN | T_FASN-2 | FASN2- | 100 | Fasnakyle G2 |  | BTN | T_ERRO-3 | ERRO10 | 100 | Errochty G3
BTN | T_FFES-1 | FFES21 | 100 | Ffestioniog 1 |  | BTN | T_EWHLW-1 | EWEH3- | 100 | Ewe Hill II Wind Farm
BTN | T_FFES-2 | FFES21 | 100 | Ffestioniog 2 |  | BTN | T_EXMOSSD-1 | MOSM3Q | 50 | Exxon Mossmoran
BTN | T_FFES-3 | FFES21 | 100 | Ffestioniog 3 |  | BTN | T_EXMOSSD-1 | MOSM3R | 50 | Exxon Mossmoran
BTN | T_FFES-4 | FFES21 | 100 | Ffestioniog 4 |  | BTN | T_FALGD-1 | FALL4- | 100 | Fallago Rig Demand
BTN | T_FFESST1 | FFES21 | 100 | Ffestiniog ST1 |  | BTN | T_FALGW-1 | FALL4- | 100 | Fallago Rig Wind Farm
BTN | T_FIDL-1 | FIDF21 | 100 | Fiddler's Ferry 1 |  | BTN | T_FARR-1 | FAAR3J | 100 | Farr Unit 1
BTN | T_FIDL-2 | FIDF22 | 100 | Fiddler's Ferry 2 |  | BTN | T_FARR-2 | FAAR3K | 100 | Farr Unit 2
BTN | T_FIDL-2G | FIDF22 | 100 | Fiddler's Ferry GT2 |  | BTN | T_FASN-1 | FASN2- | 100 | Fasnakyle G1
BTN | T_FIDL-3 | FIDF23 | 100 | Fiddler's Ferry 3 |  | BTN | T_FASN-2 | FASN2- | 100 | Fasnakyle G2
BTN | T_FIDL-3G | FIDF23 | 100 | Fiddler's Ferry GT 3 |  | BTN | T_FFES-1 | FFES21 | 100 | Ffestioniog 1
BTN | T_FIDL-4 | FIDF24 | 100 | Fiddler's Ferry 4 |  | BTN | T_FFES-2 | FFES21 | 100 | Ffestioniog 2
BTN | T_FIDLST1 | FIDF21 | 100 | Fiddler's Ferry ST1 |  | BTN | T_FFES-3 | FFES21 | 100 | Ffestioniog 3
BTN | T_FINL-1 | FINL1Q | 100 | Finlarig |  | BTN | T_FFES-4 | FFES21 | 100 | Ffestioniog 4
BTN | T_FOXJD-1 | DIDC41 | 100 | Didcot - Foxhall 1 |  | BTN | T_FFESST1 | FFES21 | 100 | Ffestiniog ST1
BTN | T_FOXJD-2 | DIDC41 | 100 | Didcot - Foxhall 2 |  | BTN | T_FIDL-1 | FIDF21 | 100 | Fiddler's Ferry 1
BTN | T_FOYE-1 | FOYE2- | 100 | Foyers G1 |  | BTN | T_FIDL-2 | FIDF22 | 100 | Fiddler's Ferry 2
BTN | T_FOYE-2 | FOYE2- | 100 | Foyers G2 |  | BTN | T_FIDL-2G | FIDF22 | 100 | Fiddler's Ferry GT2
BTN | T_FOYED-1 | FOYE2- | 100 | Foyers Stn Txs |  | BTN | T_FIDL-3 | FIDF23 | 100 | Fiddler's Ferry 3
BTN | T_FROD_NR | FROD41 | 100 | Frodsham NR |  | BTN | T_FIDL-3G | FIDF23 | 100 | Fiddler's Ferry GT 3
BTN | T_FSDLW-1 | COUW31 | 100 | Freasdail WF |  | BTN | T_FIDL-4 | FIDF24 | 100 | Fiddler's Ferry 4
BTN | T_GANW-11 | GAOF31 | 100 | Galloper Wind Farm |  | BTN | T_FIDLST1 | FIDF21 | 100 | Fiddler's Ferry ST1
BTN | T_GANW-13 | GAOF31 | 100 | Galloper Wind Farm |  | BTN | T_FINL-1 | FINL1Q | 100 | Finlarig
BTN | T_GANW-22 | GAOF32 | 100 | Galloper Wind Farm |  | BTN | T_FOXJD-1 | DIDC41 | 100 | Didcot - Foxhall 1
BTN | T_GANW-24 | GAOF32 | 100 | Galloper Wind Farm |  | BTN | T_FOXJD-2 | DIDC41 | 100 | Didcot - Foxhall 2
BTN | T_GLEND-1 | GLEN1Q | 100 | Dundreggan Station Demand |  | BTN | T_FOYE-1 | FOYE2- | 100 | Foyers G1
BTN | T_GLNDO-1 | GLDO8- | 100 | Glendoe Generator 1 |  | BTN | T_FOYE-2 | FOYE2- | 100 | Foyers G2
BTN | T_GLNDOD1 | GLDO8- | 100 | Glendoe Earthing Tx Stn Dem |  | BTN | T_FOYED-1 | FOYE2- | 100 | Foyers Stn Txs
BTN | T_GLNG | GRAI11 | 100 | Grain LNG Terminal |  | BTN | T_FROD_NR | FROD41 | 100 | Frodsham NR
BTN | T_GLWSW-1 | GAWH3- | 100 | Galawhistle Wind Farm |  | BTN | T_FSDLW-1 | COUW31 | 100 | Freasdail WF
BTN | T_GNAPW-1 | AREC3- | 100 | Glen App Wind Farm |  | BTN | T_GANW-11 | GAOF30 | 100 | Galloper Wind Farm
BTN | T_GNFSW-1 | GUNS30 | 100 | Gunfleet Sands 1 Wind Farm |  | BTN | T_GANW-13 | GAOF30 | 100 | Galloper Wind Farm
BTN | T_GNFSW-2 | GUNS30 | 100 | Gunfleet Sands 2 Wind Farm |  | BTN | T_GANW-22 | GAOF30 | 100 | Galloper Wind Farm
BTN | T_GNHLD-1 | BONN1- | 100 | Greenhill NR |  | BTN | T_GANW-24 | GAOF30 | 100 | Galloper Wind Farm
BTN | T_GNHLD-2 | BONN1- | 100 | Greenhill NR |  | BTN | T_GLEND-1 | GLEN1Q | 100 | Dundreggan Station Demand
BTN | T_GNHLD-3 | BONN1- | 100 | Greenhill NR |  | BTN | T_GLNDO-1 | GLDO1G | 100 | Glendoe Generator 1
BTN | T_GORDD-1 | GORW3- | 100 | Gordonbush Demand |  | BTN | T_GLNDOD1 | GLDO1G | 100 | Glendoe Earthing Tx Stn Dem
BTN | T_GORDW-1 | GORW3- | 100 | Gordonbush Wind Farm |  | BTN | T_GLNG | GRAI11 | 100 | Grain LNG Terminal
BTN | T_GOWKD-1 | WISH2- | 100 | Railtrack - Gowkthrapple |  | BTN | T_GLWSW-1 | GAWH3- | 100 | Galawhistle Wind Farm
BTN | T_GRAI1G | GRAI41 | 100 | Grain 1G |  | BTN | T_GNAPW-1 | AREC3- | 100 | Glen App Wind Farm
BTN | T_GRAI4G | GRAI41 | 100 | Grain 4G |  | BTN | T_GNFSW-1 | GUNS30 | 100 | Gunfleet Sands 1 Wind Farm
BTN | T_GRAI-6 | GRAI41 | 100 | Grain 6 |  | BTN | T_GNFSW-2 | GUNS30 | 100 | Gunfleet Sands 2 Wind Farm
BTN | T_GRAI-7 | GRAI41 | 100 | Grain 7 |  | BTN | T_GNHLD-1 | BONN1- | 100 | Greenhill NR
BTN | T_GRAI-8 | GRAI41 | 100 | Grain 8 |  | BTN | T_GNHLD-2 | BONN1- | 100 | Greenhill NR
BTN | T_GRAI-S | GRAI41 | 100 | Grain Demand |  | BTN | T_GNHLD-3 | BONN1- | 100 | Greenhill NR
BTN | T_GRGBW-1 | GREG31 | 100 | Greater Gabbard Wind Farm Mod. 1 |  | BTN | T_GORDD-1 | GORW3- | 100 | Gordonbush Demand
BTN | T_GRGBW-2 | GREG32 | 100 | Greater Gabbard Wind Farm Mod. 2 |  | BTN | T_GORDW-1 | GORW3- | 100 | Gordonbush Wind Farm
BTN | T_GRGBW-3 | GREG33 | 100 | Greater Gabbard Wind Farm Mod. 3 |  | BTN | T_GOWKD-1 | WISH2- | 100 | Railtrack - Gowkthrapple
BTN | T_GRIFW-1 | GRIF36 | 100 | Griffin Wind Farm 1 |  | BTN | T_GRAI1G | GRAI41 | 100 | Grain 1G
BTN | T_GRIFW-2 | GRIF38 | 100 | Griffin Wind Farm 2 |  | BTN | T_GRAI4G | GRAI41 | 100 | Grain 4G
BTN | T_GRIFWD-1 | GRIF36 | 50 | Griffin Wind Farm Demand BMU |  | BTN | T_GRAI-6 | GRAI41 | 100 | Grain 6
BTN | T_GRIFWD-1 | GRIF38 | 50 | Griffin Wind Farm Demand BMU |  | BTN | T_GRAI-7 | GRAI41 | 100 | Grain 7
BTN | T_GRMO-1 | GRMO2- | 100 | BP Grangemouth |  | BTN | T_GRAI-8 | GRAI41 | 100 | Grain 8
BTN | T_GYMR-15 | GWAW30 | 50 | GyM Wind Farm OSPE 15 |  | BTN | T_GRAI-S | GRAI41 | 100 | Grain Demand
BTN | T_GYMR-15 | GWBW30 | 50 | GyM Wind Farm OSPE 15 |  | BTN | T_GRGBW-1 | GREG30 | 100 | Greater Gabbard Wind Farm Mod. 1
BTN | T_GYMR-17 | GWAW30 | 50 | GyM Wind Farm OSPE 17 |  | BTN | T_GRGBW-2 | GREG30 | 100 | Greater Gabbard Wind Farm Mod. 2
BTN | T_GYMR-17 | GWBW30 | 50 | GyM Wind Farm OSPE 17 |  | BTN | T_GRGBW-3 | GREG30 | 100 | Greater Gabbard Wind Farm Mod. 3
BTN | T_GYMR-26 | GWAW30 | 50 | GyM Wind Farm OSPW 26 |  | BTN | T_GRIFW-1 | GRIF36 | 100 | Griffin Wind Farm 1
BTN | T_GYMR-26 | GWBW30 | 50 | GyM Wind Farm OSPW 26 |  | BTN | T_GRIFW-2 | GRIF38 | 100 | Griffin Wind Farm 2
BTN | T_GYMR-28 | GWAW30 | 50 | GyM Wind Farm OSPW 28 |  | BTN | T_GRIFWD-1 | GRIF36 | 50 | Griffin Wind Farm Demand BMU
BTN | T_GYMR-28 | GWBW30 | 50 | GyM Wind Farm OSPW 28 |  | BTN | T_GRIFWD-1 | GRIF38 | 50 | Griffin Wind Farm Demand BMU
BTN | T_GYMRD-16 | GWYO10 | 100 | GyM Wind Farm Onshore non est Dem 16 |  | BTN | T_GRMO-1 | GRMO2- | 100 | BP Grangemouth
BTN | T_GYMRD-2 | GWYO10 | 100 | GyM Wind Farm Onshore est Dem 2 |  | BTN | T_GYMR-15 | GWAW30 | 50 | GyM Wind Farm OSPE 15
BTN | T_GYMRD-E10 | GWYO10 | 100 | GyM Wind Farm OSPE non est Dem 10 |  | BTN | T_GYMR-15 | GWBW30 | 50 | GyM Wind Farm OSPE 15
BTN | T_GYMRD-E11 | GWYO10 | 100 | GyM Wind Farm OSPE est Dem 11 |  | BTN | T_GYMR-17 | GWAW30 | 50 | GyM Wind Farm OSPE 17
BTN | T_GYMRD-W10 | GWYO10 | 100 | GyM Wind Farm OSPW non est Dem 10 |  | BTN | T_GYMR-17 | GWBW30 | 50 | GyM Wind Farm OSPE 17
BTN | T_GYMRD-W11 | GWYO10 | 100 | GyM Wind Farm OSPW est Dem 11 |  | BTN | T_GYMR-26 | GWAW30 | 50 | GyM Wind Farm OSPW 26
BTN | T_HADHW-1 | AUCW1- | 100 | Hadyard Hill Wind Farm |  | BTN | T_GYMR-26 | GWBW30 | 50 | GyM Wind Farm OSPW 26
BTN | T_HARK_NR | HARK41 | 100 | Harker NR |  | BTN | T_GYMR-28 | GWAW30 | 50 | GyM Wind Farm OSPW 28
BTN | T_HEYM11 | HEYS41 | 100 | Heysham 1 Generator 1 |  | BTN | T_GYMR-28 | GWBW30 | 50 | GyM Wind Farm OSPW 28
BTN | T_HEYM12 | HEYS41 | 100 | Heysham 1 Generator 2 |  | BTN | T_GYMRD-16 | GWYO10 | 100 | GyM Wind Farm Onshore non est Dem 16
BTN | T_HEYM27 | HEYS41 | 100 | Heysham 2 Generator 7 |  | BTN | T_GYMRD-2 | GWYO10 | 100 | GyM Wind Farm Onshore est Dem 2
BTN | T_HEYM28 | HEYS41 | 100 | Heysham 2 Generator 8 |  | BTN | T_GYMRD-E10 | GWYO10 | 100 | GyM Wind Farm OSPE non est Dem 10
BTN | T_HEYM2-D | HEYS11 | 100 | Heysham 2 Station Demand |  | BTN | T_GYMRD-E11 | GWYO10 | 100 | GyM Wind Farm OSPE est Dem 11
BTN | T_HINB-7 | HINP41 | 100 | Hinkley Point B Generator 7 |  | BTN | T_GYMRD-W10 | GWYO10 | 100 | GyM Wind Farm OSPW non est Dem 10
BTN | T_HINB-8 | HINP41 | 100 | Hinkley Point B Generator 8 |  | BTN | T_GYMRD-W11 | GWYO10 | 100 | GyM Wind Farm OSPW est Dem 11
BTN | T_HINB-D | HINP41 | 100 | Hinkley Point B Station Demand |  | BTN | T_HADHW-1 | AUCW1- | 100 | Hadyard Hill Wind Farm
BTN | T_HINPA-D | HINP21 | 100 | Hinkley Point A |  | BTN | T_HARK_NR | HARK41 | 100 | Harker NR
BTN | T_HMGTO-1 | HUMW31 | 100 | Humber Offshore Wind Farm BMU1 |  | BTN | T_HEYM11 | HEYS41 | 100 | Heysham 1 Generator 1
BTN | T_HMGTO-2 | HUMW32 | 100 | Humber Offshore Wind Farm BMU2 |  | BTN | T_HEYM12 | HEYS41 | 100 | Heysham 1 Generator 2
BTN | T_HOWAO-1 | KILL41 | 100 | #N/A |  | BTN | T_HEYM27 | HEYS41 | 100 | Heysham 2 Generator 7
BTN | T_HOWAO-2 | KILL41 | 100 | Hornsea One Offshore Wind Farm 1B |  | BTN | T_HEYM28 | HEYS41 | 100 | Heysham 2 Generator 8
BTN | T_HOWAO-3 | KILL41 | 100 | #N/A |  | BTN | T_HEYM2-D | HEYS11 | 100 | Heysham 2 Station Demand
BTN | T_HPC-CES | HINP21 | 50 | Hinkley Point C Construction Supply |  | BTN | T_HINB-7 | HINP41 | 100 | Hinkley Point B Generator 7
BTN | T_HPC-CES | HINP22 | 50 | Hinkley Point C Construction Supply |  | BTN | T_HINB-8 | HINP41 | 100 | Hinkley Point B Generator 8
BTN | T_HRSTW-1 | HARE3A | 50 | Harestanes Wind Farm |  | BTN | T_HINB-D | HINP41 | 100 | Hinkley Point B Station Demand
BTN | T_HRSTW-1 | HARE3B | 50 | Harestanes Wind Farm |  | BTN | T_HINPA-D | HINP21 | 100 | Hinkley Point A
BTN | T_HRTL-1 | HATL21 | 100 | Hartlepool Generator 1 |  | BTN | T_HMGTO-1 | HUMW31 | 100 | Humber Offshore Wind Farm BMU1
BTN | T_HRTL-2 | HATL21 | 100 | Hartlepool Generator 2 |  | BTN | T_HMGTO-2 | HUMW32 | 100 | Humber Offshore Wind Farm BMU2
BTN | T_HUMR-1 | HUMR41 | 100 | Immingham CHP |  | BTN | T_HOWAO-2 |  | 100 | Hornsea One Offshore Wind Farm 1B
BTN | T_HUMRD-1 | HUMR41 | 100 | Immingham CHP Demand |  | BTN | T_HPC-CES | HINP21 | 50 | Hinkley Point C Construction Supply
BTN | T_HUNB-7 | HUER4- | 100 | Hunterston B Generator 7 |  | BTN | T_HPC-CES | HINP22 | 50 | Hinkley Point C Construction Supply
BTN | T_HUNB-8 | HUER4- | 100 | Hunterston B Generator 8 |  | BTN | T_HRSTW-1 | HARE3A | 50 | Harestanes Wind Farm
BTN | T_HUNB-D | HUER1- | 100 | Hunterston B Station Demand |  | BTN | T_HRSTW-1 | HARE3B | 50 | Harestanes Wind Farm
BTN | T_IMPRK-1 | IMPP41 | 100 | #N/A |  | BTN | T_HRTL-1 | HATL21 | 100 | Hartlepool Generator 1
BTN | T_IMPRK-2 | IMPP41 | 100 | #N/A |  | BTN | T_HRTL-2 | HATL21 | 100 | Hartlepool Generator 2
BTN | T_INDQ-1 | INDQ41 | 100 | Indian Queens |  | BTN | T_HUMR-1 | HUMR41 | 100 | Immingham CHP
BTN | T_INGAD-1 | INGA1Q | 100 | Invergarry Station Demand |  | BTN | T_HUMRD-1 | HUMR41 | 100 | Immingham CHP Demand
BTN | T_INWID-1 | INWI1Q | 50 | Railtrack - Innerwick |  | BTN | T_HUNB-7 | HUER4- | 100 | Hunterston B Generator 7
BTN | T_INWID-1 | INWI1R | 50 | Railtrack - Innerwick |  | BTN | T_HUNB-8 | HUER4- | 100 | Hunterston B Generator 8
BTN | T_JGPR-1 | HIGM21 | 100 | JG Pears High Marnham |  | BTN | T_HUNB-D | HUER1- | 100 | Hunterston B Station Demand
BTN | T_KEAD-1 | KEAP41 | 66.6667 | Keadby CCGT 1 |  | BTN | T_INDQ-1 | INDQ41 | 100 | Indian Queens
BTN | T_KEAD-1 | KEAP42 | 33.3333 | Keadby CCGT 1 |  | BTN | T_INGAD-1 | INGA1Q | 100 | Invergarry Station Demand
BTN | T_KEADGT-3 | KEAP42 | 100 | Keadby GT 3 |  | BTN | T_INWID-1 | INWI1Q | 50 | Railtrack - Innerwick
BTN | T_KILBW-1 | STRB3W | 100 | Kilbraur Wind Farm |  | BTN | T_INWID-1 | INWI1R | 50 | Railtrack - Innerwick
BTN | T_KILBWD-1 | STRB3W | 100 | Kilbraur 132kV Import |  | BTN | T_JGPR-1 | HIGM21 | 100 | JG Pears High Marnham
BTN | T_KILLPG-1 | KILL41 | 100 | Killingholme |  | BTN | T_KEAD-1 | KEAP41 | 66.6667 | Keadby CCGT 1
BTN | T_KILLPG-2 | KILL41 | 100 | Killingholme |  | BTN | T_KEAD-1 | KEAP42 | 33.3333 | Keadby CCGT 1
BTN | T_KILNS-1 | KILL41 | 100 | Centrica Killingholme |  | BTN | T_KEADGT-3 | KEAP42 | 100 | Keadby GT 3
BTN | T_KLGLW-1 | KILG3A | 33.3333 | Kilgallioch Wind Farm |  | BTN | T_KILBW-1 | STRB3W | 100 | Kilbraur Wind Farm
BTN | T_KLGLW-1 | KILG3B | 33.3333 | Kilgallioch Wind Farm |  | BTN | T_KILBWD-1 | STRB3W | 100 | Kilbraur 132kV Import
BTN | T_KLGLW-1 | KILG3C | 33.3333 | Kilgallioch Wind Farm |  | BTN | T_KILLPG-1 | KILL41 | 100 | Killingholme
BTN | T_KPMRW-1 | KYPE3- | 100 | Kype Muir Wind Farm |  | BTN | T_KILLPG-2 | KILL41 | 100 | Killingholme
BTN | T_KSGND-1 | KENG41 | 100 | Kensal Green Crossrail |  | BTN | T_KILNS-1 | KILL41 | 100 | Centrica Killingholme
BTN | T_KSGND-2 | KENG41 | 100 | Kensal Green Crossrail |  | BTN | T_KLGLW-1 | KILG3A | 33.3333 | Kilgallioch Wind Farm
BTN | T_KTHLW-1 | DUNE3- | 100 | Keith Hill Wind Farm |  | BTN | T_KLGLW-1 | KILG3B | 33.3333 | Kilgallioch Wind Farm
BTN | T_LAGA-1 | LAGA41 | 100 | Langage Power Station |  | BTN | T_KLGLW-1 | KILG3C | 33.3333 | Kilgallioch Wind Farm
BTN | T_LARYW-1 | LOAW31 | 100 | London Array Wind Farm BMU1 |  | BTN | T_KPMRW-1 | KYPE3 | 100 | Kype Muir Wind Farm
BTN | T_LARYW-2 | LOAW31 | 100 | London Array Wind Farm BMU2 |  | BTN | T_KSGND-1 | KENG41 | 100 | Kensal Green Crossrail
BTN | T_LARYW-3 | LOAW32 | 100 | London Array Wind Farm BMU3 |  | BTN | T_KSGND-2 | KENG41 | 100 | Kensal Green Crossrail
BTN | T_LARYW-4 | LOAW32 | 100 | London Array Wind Farm BMU4 |  | BTN | T_KTHLW-1 | DUNE3- | 100 | Keith Hill Wind Farm
BTN | T_LBAR-1 | EASO41 | 100 | Little Barford Main Unit 1 |  | BTN | T_LAGA-1 | LAGA41 | 100 | Langage Power Station
BTN | T_LBAR-1G | EASO41 | 100 | Little Barford OCGT |  | BTN | T_LARYW-1 | LONW31 | 100 | London Array Wind Farm BMU1
BTN | T_LBUZ_RTK | LEIB4A | 50 | LEIGHTON BUZZARD NR |  | BTN | T_LARYW-2 | LONW31 | 100 | London Array Wind Farm BMU2
BTN | T_LBUZ_RTK | LEIB4B | 50 | LEIGHTON BUZZARD NR |  | BTN | T_LARYW-3 | LONW32 | 100 | London Array Wind Farm BMU3
BTN | T_LCLTW-1 | CORI3- | 100 | Lochluichart Wind Farm |  | BTN | T_LARYW-4 | LONW32 | 100 | London Array Wind Farm BMU4
BTN | T_LLWSD-1 | WHSO31 | 100 | Llanwern Steelworks |  | BTN | T_LBAR-1 | EASO41 | 100 | Little Barford Main Unit 1
BTN | T_LNCSW-1 | LINS30 | 100 | Lincs Wind Farm offshore BMU1 |  | BTN | T_LBAR-1G | EASO41 | 100 | Little Barford OCGT
BTN | T_LNCSW-2 | LINS30 | 100 | Lincs Wind Farm offshore BMU2 |  | BTN | T_LBUZ_RTK | LEIB4A | 50 | LEIGHTON BUZZARD NR
BTN | T_LONDG-D | COSO41 | 100 | Port of London Gateway Demand |  | BTN | T_LBUZ_RTK | LEIB4B | 50 | LEIGHTON BUZZARD NR
BTN | T_LONGB-RTK | PAFB4A | 50 | Long Buckby Wharf NR |  | BTN | T_LCLTW-1 | CORI3- | 100 | Lochluichart Wind Farm
BTN | T_LONGB-RTK | PAFB4B | 50 | Long Buckby Wharf NR |  | BTN | T_LLWSD-1 | WHSO31 | 100 | Llanwern Steelworks
BTN | T_LUICD-1 | LUIC1Q | 100 | Luichart Station Demand |  | BTN | T_LNCSW-1 | LINS30 | 100 | Lincs Wind Farm offshore BMU1
BTN | T_MARMD-1 | BERW1Q | 50 | Railtrack - Marshall Meadows |  | BTN | T_LNCSW-2 | LINS30 | 100 | Lincs Wind Farm offshore BMU2
BTN | T_MARMD-1 | BERW1R | 50 | Railtrack - Marshall Meadows |  | BTN | T_LONDG-D | COSO41 | 100 | Port of London Gateway Demand
BTN | T_MEADD-1 | MEAD1Q | 50 | Caledonian Paper |  | BTN | T_LONGB-RTK | PAFB4A | 50 | Long Buckby Wharf NR
BTN | T_MEADD-1 | MEAD1R | 50 | Caledonian Paper |  | BTN | T_LONGB-RTK | PAFB4B | 50 | Long Buckby Wharf NR
BTN | T_MEDP-1 | GRAI41 | 100 | Medway Power |  | BTN | T_LUICD-1 | LUIC1Q | 100 | Luichart Station Demand
BTN | T_MIDMW-1 | COAL1- | 100 | Middle Muir Wind Farm |  | BTN | T_MARMD-1 | BERW1Q | 50 | Railtrack - Marshall Meadows
BTN | T_MILWW-1 | MILW3- | 100 | Millennium Wind Farm |  | BTN | T_MARMD-1 | BERW1R | 50 | Railtrack - Marshall Meadows
BTN | T_MILWWD-1 | MILW3- | 100 | Millennium 132kV Import |  | BTN | T_MEADD-1 | MEAD1Q | 50 | Caledonian Paper
BTN | T_MKHLW-1 | MAHI3- | 100 | Mark Hill Wind Farm |  | BTN | T_MEADD-1 | MEAD1R | 50 | Caledonian Paper
BTN | T_MOSED-1 | MOSM3Q | 50 | Exxon Chemicals (Mossmorran) |  | BTN | T_MEDP-1 | GRAI41 | 100 | Medway Power
BTN | T_MOSED-1 | MOSM3R | 50 | Exxon Chemicals (Mossmorran) |  | BTN | T_MIDMW-1 | COAL1- | 100 | Middle Muir Wind Farm
BTN | T_MRWD-1 | MAWO41 | 100 | Marchwood Power Ltd |  | BTN | T_MILWW-1 | MILW3- | 100 | Millennium Wind Farm
BTN | T_MYGPW-1 | MOFF1- | 100 | Minnygap Wind Farm |  | BTN | T_MILWWD-1 | MILW3- | 100 | Millennium 132kV Import
BTN | T_NANT-1 | NANT1Q | 100 | Nant PS |  | BTN | T_MKHLW-1 | MAHI3- | 100 | Mark Hill Wind Farm
BTN | T_NWCRS-1 | NEWX11 | 100 | #N/A |  | BTN | T_MOSED-1 | MOSM3Q | 50 | Exxon Chemicals (Mossmorran)
BTN | T_NWCRS-2 | NEWX11 | 100 | #N/A |  | BTN | T_MOSED-1 | MOSM3R | 50 | Exxon Chemicals (Mossmorran)
BTN | T_OMNDD-1 | ORMO31 | 100 | Ormonde Wind Farm |  | BTN | T_MRWD-1 | MAWO41 | 100 | Marchwood Power Ltd
BTN | T_OMNDW-1 | ORMO31 | 100 | Ormonde Wind Farm |  | BTN | T_MYGPW-1 | MOFF1- | 100 | Minnygap Wind Farm
BTN | T_OXEN_NR | HUTT41 | 100 | Oxenholme NR |  | BTN | T_NANT-1 | NANT1Q | 100 | Nant PS
BTN | T_PARHD-1 | CATY1Q | 50 | Railtrack - Parkhead |  | BTN | T_OLDS1 | IROA21 | 100 | Oldbury 1
BTN | T_PARHD-1 | CATY1R | 50 | Railtrack - Parkhead |  | BTN | T_OLDS2 | IROA21 | 100 | Oldbury 2
BTN | T_PATB_RTK | PAFB4A | 50 | Patford Bridge NR |  | BTN | T_OLDS-D | IROA21 | 100 | Oldbury Demand
BTN | T_PATB_RTK | PAFB4B | 50 | Patford Bridge NR |  | BTN | T_OMNDD-1 | ORMO31 | 100 | Ormonde Wind Farm
BTN | T_PEHE-1 | PEHE2- | 100 | Peterhead 1 |  | BTN | T_OMNDW-1 | ORMO31 | 100 | Ormonde Wind Farm
BTN | T_PEHE-2 | PEHE2- | 100 | Peterhead 2 |  | BTN | T_OXEN_NR | HUTT41 | 100 | Oxenholme NR
BTN | T_PEHED-1 | PEHE2- | 100 | Peterhead Demand |  | BTN | T_PARHD-1 | CATY1Q | 50 | Railtrack - Parkhead
BTN | T_PEMB-11 | PEMB41 | 100 | Pembroke 11 |  | BTN | T_PARHD-1 | CATY1R | 50 | Railtrack - Parkhead
BTN | T_PEMB-21 | PEMB41 | 100 | Pembroke 21 |  | BTN | T_PATB_RTK | PAFB4A | 50 | Patford Bridge NR
BTN | T_PEMB-31 | PEMB41 | 100 | Pembroke 31 |  | BTN | T_PATB_RTK | PAFB4B | 50 | Patford Bridge NR
BTN | T_PEMB-41 | PEMB41 | 100 | Pembroke 41 |  | BTN | T_PEHE-1 | PEHE2- | 100 | Peterhead 1
BTN | T_PEMB-51 | PEMB41 | 100 | Pembroke 51 |  | BTN | T_PEHE-2 | PEHE2- | 100 | Peterhead 2
BTN | T_PGBIW-1 | DUNE3- | 100 | Pogbie Wind Farm |  | BTN | T_PEHED-1 | PEHE2- | 100 | Peterhead Demand
BTN | T_PNYCB-1 | RHIG41 | 100 | Pen-y-Cymoedd Battery |  | BTN | T_PEMB-11 | PEMB41 | 100 | Pembroke 11
BTN | T_PNYCW-1 | RHIG41 | 100 | Pen-y-Cymoedd Wind Farm |  | BTN | T_PEMB-21 | PEMB41 | 100 | Pembroke 21
BTN | T_POOBD-1 | POOB3- | 100 | Railtrack - Portobello |  | BTN | T_PEMB-31 | PEMB41 | 100 | Pembroke 31
BTN | T_POPP_3RTK | POPP21 | 100 | Poppleton NR |  | BTN | T_PEMB-41 | PEMB41 | 100 | Pembroke 41
BTN | T_PORGD-1 | DEVM1- | 100 | Railtrack - Port Glasgow |  | BTN | T_PEMB-51 | PEMB41 | 100 | Pembroke 51
BTN | T_PUDMD-1 | PUDM41 | 100 | Pudding Mill Lane Crossrail |  | BTN | T_PGBIW-1 | DUNE3- | 100 | Pogbie Wind Farm
BTN | T_PUDMD-2 | PUDM41 | 100 | Pudding Mill Lane Crossrail |  | BTN | T_PNYCB-1 | RHIG41 | 100 | Pen-y-Cymoedd Battery
BTN | T_RATS-1 | RATS41 | 100 | Ratcliffe 1 |  | BTN | T_PNYCW-1 | RHIG41 | 100 | Pen-y-Cymoedd Wind Farm
BTN | T_RATS-2 | RATS41 | 100 | Ratcliffe 2 |  | BTN | T_POOBD-1 | POOB3- | 100 | Railtrack - Portobello
BTN | T_RATS-3 | RATS42 | 100 | Ratcliffe 3 |  | BTN | T_POPP_3RTK | POPP21 | 100 | Poppleton NR
BTN | T_RATS-4 | RATS42 | 100 | Ratcliffe 4 |  | BTN | T_PORGD-1 | DEVM1- | 100 | Railtrack - Port Glasgow
BTN | T_RATSGT-2 | RATS41 | 100 | Ratcliffe GT2 |  | BTN | T_PUDMD-1 | PUDM41 | 100 | Pudding Mill Lane Crossrail
BTN | T_RATSGT-4 | RATS42 | 100 | Ratcliffe GT4 |  | BTN | T_PUDMD-2 | PUDM41 | 100 | Pudding Mill Lane Crossrail
BTN | T_RAVED-1 | WISH3S | 50 | Corus Dalzell |  | BTN | T_RATS-1 | RATS41 | 100 | Ratcliffe 1
BTN | T_RAVED-1 | WISH3T | 50 | Corus Dalzell |  | BTN | T_RATS-2 | RATS41 | 100 | Ratcliffe 2
BTN | T_RCBKO-1 | RAOF31 | 50 | Race Bank 1 Wind Farm |  | BTN | T_RATS-3 | RATS42 | 100 | Ratcliffe 3
BTN | T_RCBKO-1 | RAOF32 | 50 | Race Bank 1 Wind Farm |  | BTN | T_RATS-4 | RATS42 | 100 | Ratcliffe 4
BTN | T_RCBKO-2 | RAOF33 | 50 | Race Bank 2 Wind Farm |  | BTN | T_RATSGT-2 | RATS41 | 100 | Ratcliffe GT2
BTN | T_RCBKO-2 | RAOF34 | 50 | Race Bank 2 Wind Farm |  | BTN | T_RATSGT-4 | RATS42 | 100 | Ratcliffe GT4
BTN | T_RMPNO-1 | BOLN41 | 100 | Rampion 1 Wind Farm |  | BTN | T_RAVED-1 | WISH3S | 50 | Corus Dalzell
BTN | T_RMPNO-2 | BOLN41 | 100 | Rampion 2 Wind Farm |  | BTN | T_RAVED-1 | WISH3T | 50 | Corus Dalzell
BTN | T_ROCK-1 | ROCK41 | 100 | Rocksavage Power Station |  | BTN | T_RCBKO-1 | RAOF31 | 50 | Race Bank 1 Wind Farm
BTN | T_RREW-1 | RREW10 | 100 | Robin Rigg East Wind Farm |  | BTN | T_RCBKO-1 | RAOF32 | 50 | Race Bank 1 Wind Farm
BTN | T_RRWW-1 | RRWW10 | 100 | Robin Rigg West Wind Farm |  | BTN | T_RCBKO-2 | RAOF33 | 50 | Race Bank 2 Wind Farm
BTN | T_RUGGT-6 | RUGE41 | 100 | Rugeley B GT 06 |  | BTN | T_RCBKO-2 | RAOF34 | 50 | Race Bank 2 Wind Farm
BTN | T_RUGGT-7 | RUGE41 | 100 | Rugeley B GT 07 |  | BTN | T_RMPNO-1 | BOLN41 | 100 | Rampion 1 Wind Farm
BTN | T_RUGPS-6 | RUGE41 | 100 | Rugeley B Unit 06 |  | BTN | T_RMPNO-2 | BOLN41 | 100 | Rampion 2 Wind Farm
BTN | T_RUGPS-7 | RUGE41 | 100 | Rugeley B Unit 07 |  | BTN | T_ROCK-1 | ROCK41 | 100 | Rocksavage Power Station
BTN | T_RYHAD-1 | RYHA41 | 100 | Ryhall NR |  | BTN | T_RREW-1 | RREW30 | 100 | Robin Rigg East Wind Farm
BTN | T_RYHAD-2 | RYHA4B | 100 | Ryhall NR |  | BTN | T_RRWW-1 | RRWW30 | 100 | Robin Rigg West Wind Farm
BTN | T_RYHPS-1 | RYEH41 | 100 | Rye Hill |  | BTN | T_RUGGT-6 | RUGE41 | 100 | Rugeley B GT 06
BTN | T_SACOD-1 | SACO3J | 50 | Railtrack - Saltcoats |  | BTN | T_RUGGT-7 | RUGE41 | 100 | Rugeley B GT 07
BTN | T_SACOD-1 | SACO3K | 50 | Railtrack - Saltcoats |  | BTN | T_RUGPS-6 | RUGE41 | 100 | Rugeley B Unit 06
BTN | T_SANQD-1 | GLGL3- | 100 | Sanquhar Wind Farm |  | BTN | T_RUGPS-7 | RUGE41 | 100 | Rugeley B Unit 07
BTN | T_SANQW-1 | GLGL3- | 100 | Sanquhar Wind Farm |  | BTN | T_RYHAD-1 | RYHA41 | 100 | Ryhall NR
BTN | T_SCCL-1 | SAES21 | 100 | Saltend 1 |  | BTN | T_RYHAD-2 | RYHA4B | 100 | Ryhall NR
BTN | T_SCCL-2 | SAES21 | 100 | Saltend 2 |  | BTN | T_RYHPS-1 | RYEH41 | 100 | Rye Hill
BTN | T_SCCL-3 | SAES21 | 100 | Saltend 3 |  | BTN | T_SACOD-1 | SACO3J | 50 | Railtrack - Saltcoats
BTN | T_SCCL-4 | SAES21 | 100 | Saltend BP Load |  | BTN | T_SACOD-1 | SACO3K | 50 | Railtrack - Saltcoats
BTN | T_SEAB-1 | SEAB41 | 100 | Seabank Power Module |  | BTN | T_SANQD-1 | GLGL3- | 100 | Sanquhar Wind Farm
BTN | T_SEAB-2 | SEAB41 | 100 | Seabank Power Module 2 |  | BTN | T_SANQW-1 | GLGL3- | 100 | Sanquhar Wind Farm
BTN | T_SEEL-1 | SPLN41 | 100 | #N/A |  | BTN | T_SCCL-1 | SAES21 | 100 | Saltend 1
BTN | T_SELL-1 | SELL41 | 100 | Sellindge NR |  | BTN | T_SCCL-2 | SAES21 | 100 | Saltend 2
BTN | T_SELLD-1 | SELL41 | 100 | #N/A |  | BTN | T_SCCL-3 | SAES21 | 100 | Saltend 3
BTN | T_SFGSD-1 | SFEG1S | 100 | St Fergus Compressor |  | BTN | T_SCCL-4 | SAES21 | 100 | Saltend BP Load
BTN | T_SFGSD-2 | SFEG1T | 100 | St Fergus Compressor |  | BTN | T_SEAB-1 | SEAB41 | 100 | Seabank Power Module
BTN | T_SFILD-1 | SFIL1Q | 100 | St. Fillans Station Demand |  | BTN | T_SEAB-2 | SEAB41 | 100 | Seabank Power Module 2
BTN | T_SHBA-1 | SHBA41 | 100 | South Humber Bank PS |  | BTN | T_SELL-1 | SELL41 | 100 | Sellindge NR
BTN | T_SHBA-2 | SHBA41 | 100 | South Humber Bank PS |  | BTN | T_SFGSD-1 | SFEG1S | 100 | St Fergus Compressor
BTN | T_SHRSW-1 | SSAW30 | 100 | Sheringham Shoal Wind Farm Unit 1 |  | BTN | T_SFGSD-2 | SFEG1T | 100 | St Fergus Compressor
BTN | T_SHRSW-2 | SSBW30 | 100 | Sheringham Shoal Wind Farm Unit 2 |  | BTN | T_SFILD-1 | SFIL1Q | 100 | St. Fillans Station Demand
BTN | T_SIMEC-1 | USKM11 | 100 | Simec Biofuel U1 |  | BTN | T_SGGLD-1 | EGGB41 | 50 | Saint Gobain
BTN | T_SINGL1 | SING41 | 100 | Singlewell NR |  | BTN | T_SGGLD-1 | EGGB42 | 50 | Saint Gobain
BTN | T_SIZB-1 | SIZE41 | 100 | Sizewell B 1 |  | BTN | T_SHBA-1 | SHBA41 | 100 | South Humber Bank PS
BTN | T_SIZB-2 | SIZE41 | 100 | Sizewell B 2 |  | BTN | T_SHBA-2 | SHBA41 | 100 | South Humber Bank PS
BTN | T_SIZB-D | SIZE1- | 100 | Sizewell B Station Demand |  | BTN | T_SHRSW-1 | SSAW30 | 100 | Sheringham Shoal Wind Farm Unit 1
BTN | T_SLOY-2 | SLOY1M | 100 | Sloy G2 |  | BTN | T_SHRSW-2 | SSBW30 | 100 | Sheringham Shoal Wind Farm Unit 2
BTN | T_SLOY-3 | SLOY1L | 100 | Sloy G3 |  | BTN | T_SIMEC-1 | USKM11 | 100 | Simec Biofuel U1
BTN | T_SLOYD-1 | SLOY1L | 100 | Sloy Station Demand |  | BTN | T_SINGL1 | SING41 | 100 | Singlewell NR
BTN | T_SNDND-1 | SUND11 | 100 | #N/A |  | BTN | T_SIZB-1 | SIZE41 | 100 | Sizewell B 1
BTN | T_SNDND-2 | SUND11 | 100 | #N/A |  | BTN | T_SIZB-2 | SIZE41 | 100 | Sizewell B 2
BTN | T_SPGFD-1 | BRAI11 | 100 | Springfield (Beaulieu) 1 NR |  | BTN | T_SIZB-D | SIZE1* | 100 | Sizewell B Station Demand
BTN | T_SPGFD-2 | RAYM11 | 100 | Springfield (Beaulieu) 2 NR |  | BTN | T_SLOY-2 | SLOY1M | 100 | Sloy G2
BTN | T_SPLN-1 | SPLN41 | 100 | Spalding Power Station |  | BTN | T_SLOY-3 | SLOY1L | 100 | Sloy G3
BTN | T_STAY-1 | STAY41 | 100 | Staythorpe Unit 1 |  | BTN | T_SLOYD-1 | SLOY1L | 100 | Sloy Station Demand
BTN | T_STAY-2 | STAY41 | 100 | Staythorpe Unit 2 |  | BTN | T_SPGFD-1 | BEUL3R | 100 | Springfield (Beaulieu) 1 NR
BTN | T_STAY-3 | STAY41 | 100 | Staythorpe Unit 3 |  | BTN | T_SPGFD-2 | BEUL3R | 100 | Springfield (Beaulieu) 2 NR
BTN | T_STAY-4 | STAY41 | 100 | Staythorpe Unit 4 |  | BTN | T_SPLN-1 | SPLN41 | 100 | Spalding Power Station
BTN | T_STBRD-1 | STAL21 | 100 | #N/A |  | BTN | T_STAY-1 | STAY41 | 100 | Staythorpe Unit 1
BTN | T_STBRD-2 | STAL21 | 100 | #N/A |  | BTN | T_STAY-2 | STAY41 | 100 | Staythorpe Unit 2
BTN | T_STFERGD-1 | SFEM1Q | 50 | St. Fergus Mobil |  | BTN | T_STAY-3 | STAY41 | 100 | Staythorpe Unit 3
BTN | T_STFERGD-1 | SFEM1R | 50 | St. Fergus Mobil |  | BTN | T_STAY-4 | STAY41 | 100 | Staythorpe Unit 4
BTN | T_STLGW-1 | FAUG4- | 100 | Stronelairg Wind Farm 1 |  | BTN | T_STFERGD-1 | SFEM1Q | 50 | St. Fergus Mobil
BTN | T_STLGW-2 | FAUG4- | 100 | Stronelairg Wind Farm 2 |  | BTN | T_STFERGD-1 | SFEM1R | 50 | St. Fergus Mobil
BTN | T_STLGW-3 | FAUG4- | 100 | Stronelairg Wind Farm 3 |  | BTN | T_STLGW-1 | FAUG4- | 100 | Stronelairg Wind Farm 1
BTN | T_STRNW-1 | STRW31 | 100 | Strathy North Wind Farm |  | BTN | T_STLGW-2 | FAUG4- | 100 | Stronelairg Wind Farm 2
BTN | T_SUTB-1 | WALP41 | 100 | Sutton Bridge |  | BTN | T_STLGW-3 | FAUG4- | 100 | Stronelairg Wind Farm 3
BTN | T_SVRP-10 | USKM21 | 100 | Severn Power Ut 10 |  | BTN | T_STRNW-1 | STRW31 | 100 | Strathy North Wind Farm
BTN | T_SVRP-20 | USKM21 | 100 | Severn Power Ut 20 |  | BTN | T_SUTB-1 | WALP41 | 100 | Sutton Bridge
BTN | T_TDBNW-1 | DUNE3- | 100 | Toddleburn Wind Farm |  | BTN | T_SVRP-10 | USKM21 | 100 | Severn Power Ut 10
BTN | T_THNJD-1 | MELK41 | 100 | Thingley Junction 1 NR |  | BTN | T_SVRP-20 | USKM21 | 100 | Severn Power Ut 20
BTN | T_THNJD-2 | MELK41 | 100 | Thingley Junction 2 NR |  | BTN | T_TDBNW-1 | DUNE3- | 100 | Toddleburn Wind Farm
BTN | T_THNTO-1 | THOW30 | 100 | Thanet Offshore Wind Farm 1 |  | BTN | T_THNJD-1 | MELK41 | 100 | Thingley Junction 1 NR
BTN | T_THNTO-2 | THOW30 | 100 | Thanet Offshore Wind Farm 2 |  | BTN | T_THNJD-2 | MELK41 | 100 | Thingley Junction 2 NR
BTN | T_TINSD-1 | TINP31 | 50 | Tinsley Park Steelworks |  | BTN | T_THNTO-1 | THOW30 | 100 | Thanet Offshore Wind Farm 1
BTN | T_TINSD-1 | TINP32 | 50 | Tinsley Park Steelworks |  | BTN | T_THNTO-2 | THOW30 | 100 | Thanet Offshore Wind Farm 2
BTN | T_TODSD-1 | TODP61 | 100 | BS Tod Point Supply |  | BTN | T_TINSD-1 | TINP31 | 50 | Tinsley Park Steelworks
BTN | T_TORN-1 | TORN4- | 100 | Torness Generator 1 |  | BTN | T_TINSD-1 | TINP32 | 50 | Tinsley Park Steelworks
BTN | T_TORN-2 | TORN4- | 100 | Torness Generator 2 |  | BTN | T_TODSD-1 | TODP61 | 100 | BS Tod Point Supply
BTN | T_TORN-D | TORN4- | 100 | Torness Station Demand |  | BTN | T_TORN-1 | TORN4- | 100 | Torness Generator 1
BTN | T_TRAWS-D | TRAW11 | 100 | Trawsfynydd |  | BTN | T_TORN-2 | TORN4- | 100 | Torness Generator 2
BTN | T_TSREP-1 | LACK21 | 100 | MGT Teesside |  | BTN | T_TORN-D | TORN4- | 100 | Torness Station Demand
BTN | T_USKM-13 | USKM11 | 100 | Uskmouth 13 |  | BTN | T_TRAWS-D | TRAW11 | 100 | Trawsfynydd
BTN | T_USKM-14 | USKM11 | 100 | Uskmouth 14 |  | BTN | T_TSREP-1 | LACK21 | 100 | MGT Teesside
BTN | T_USKM-15 | USKM11 | 100 | Uskmouth 15 |  | BTN | T_USKM-13 | USKM11 | 100 | Uskmouth 13
BTN | T_WBUGT-1 | WBUR42 | 100 | West Burton GT 01 |  | BTN | T_USKM-14 | USKM11 | 100 | Uskmouth 14
BTN | T_WBUGT-4 | WBUR42 | 100 | West Burton GT 04 |  | BTN | T_USKM-15 | USKM11 | 100 | Uskmouth 15
BTN | T_WBUPS-1 | WBUR42 | 100 | West Burton Unit 01 |  | BTN | T_WBUGT-1 | WBUR42 | 100 | West Burton GT 01
BTN | T_WBUPS-2 | WBUR41 | 100 | West Burton Unit 02 |  | BTN | T_WBUGT-4 | WBUR42 | 100 | West Burton GT 04
BTN | T_WBUPS-3 | WBUR41 | 100 | West Burton Unit 03 |  | BTN | T_WBUPS-1 | WBUR42 | 100 | West Burton Unit 01
BTN | T_WBUPS-4 | WBUR42 | 100 | West Burton Unit 04 |  | BTN | T_WBUPS-2 | WBUR41 | 100 | West Burton Unit 02
BTN | T_WBURB-1 | WBUR41 | 100 | West Burton B Unit 1 |  | BTN | T_WBUPS-3 | WBUR41 | 100 | West Burton Unit 03
BTN | T_WBURB-2 | WBUR41 | 100 | West Burton B Unit 2 |  | BTN | T_WBUPS-4 | WBUR42 | 100 | West Burton Unit 04
BTN | T_WBURB-3 | WBUR42 | 100 | West Burton B Unit 3 |  | BTN | T_WBURB-1 | WBUR41 | 100 | West Burton B Unit 1
BTN | T_WBURB-41 | WBUR41 | 100 | West Burton B Battery |  | BTN | T_WBURB-2 | WBUR41 | 100 | West Burton B Unit 2
BTN | T_WBURB-43 | WBUR41 | 100 | West Burton B Battery |  | BTN | T_WBURB-3 | WBUR42 | 100 | West Burton B Unit 3
BTN | T_WDNSO-1 | WDSW30 | 100 | West of Duddon Sands Wind Farm Offshore1 |  | BTN | T_WBURB-41 | WBUR41 | 100 | West Burton B Battery
BTN | T_WDNSO-2 | WDSW30 | 100 | West of Duddon Sands Wind Farm Offshore2 |  | BTN | T_WBURB-43 | WBUR41 | 100 | West Burton B Battery
BTN | T_WHIHW-1 | DUNH1Q | 100 | Whiteside Hill Wind Farm |  | BTN | T_WDNSO-1 | WDSW30 | 100 | West of Duddon Sands Wind Farm Offshore1
BTN | T_WHILW-1 | WLEE3A | 33.3333 | Whitelee Wind Farm |  | BTN | T_WDNSO-2 | WDSW30 | 100 | West of Duddon Sands Wind Farm Offshore2
BTN | T_WHILW-1 | WLEE3B | 33.3333 | Whitelee Wind Farm |  | BTN | T_WHIHW-1 | DUNH1Q | 100 | Whiteside Hill Wind Farm
BTN | T_WHILW-1 | WLEE3C | 33.3333 | Whitelee Wind Farm |  | BTN | T_WHILW-1 | WLEE3A | 33.3333 | Whitelee Wind Farm
BTN | T_WHILW-2 | WLEX3A | 33.3333 | Whitelee Extension Wind Farm |  | BTN | T_WHILW-1 | WLEE3B | 33.3333 | Whitelee Wind Farm
BTN | T_WHILW-2 | WLEX3B | 33.3333 | Whitelee Extension Wind Farm |  | BTN | T_WHILW-1 | WLEE3C | 33.3333 | Whitelee Wind Farm
BTN | T_WHILW-2 | WLEX3C | 33.3333 | Whitelee Extension Wind Farm |  | BTN | T_WHILW-2 | WLEX3A | 33.3333 | Whitelee Extension Wind Farm
BTN | T_WHISTLD-1 | WHTL1S | 50 | HMNB Whistlefield |  | BTN | T_WHILW-2 | WLEX3B | 33.3333 | Whitelee Extension Wind Farm
BTN | T_WHISTLD-1 | WHTL1T | 50 | HMNB Whistlefield |  | BTN | T_WHILW-2 | WLEX3C | 33.3333 | Whitelee Extension Wind Farm
BTN | T_WILCT-1 | GRST61 | 100 | ETOL - Wilton Site |  | BTN | T_WHISTLD-1 | WHTL1S | 50 | HMNB Whistlefield
BTN | T_WISTW-2 | DUNH3- | 100 | Brockloch Rig Wind Farm |  | BTN | T_WHISTLD-1 | WHTL1T | 50 | HMNB Whistlefield
BTN | T_WLNYO-2 | WABW30 | 100 | Walney 2 Wind Farm |  | BTN | T_WILCT-1 | GRST61 | 100 | ETOL - Wilton Site
BTN | T_WLNYO-3 | MIDL41 | 100 | Walney 3 Wind Farm |  | BTN | T_WISTW-2 | DUNH3- | 100 | Brockloch Rig Wind Farm
BTN | T_WLNYO-4 | MIDL41 | 100 | Walney 4 Wind Farm |  | BTN | T_WLNYO-2 | WABW30 | 100 | Walney 2 Wind Farm
BTN | T_WLNYW-1 | WAAW30 | 100 | Walney 1 Wind Farm |  | BTN | T_WLNYO-3 | MIDL41 | 100 | Walney 3 Wind Farm
BTN | T_WTMSO-1 | WERW30 | 100 | Westermost Rough Wind Farm |  | BTN | T_WLNYO-4 | MIDL41 | 100 | Walney 4 Wind Farm
BTN | T_WYLF-1 | WYLF41 | 100 | Wylfa 1 |  | BTN | T_WLNYW-1 | WAAW30 | 100 | Walney 1 Wind Farm
BTN | T_WYLF-2 | WYLF41 | 100 | Wylfa 2 |  | BTN | T_WTMSO-1 | WERW30 | 100 | Westermost Rough Wind Farm
BTN | T_WYLF-3 | WYLF41 | 100 | Wylfa 3 |  | BTN | T_WYLF-1 | WYLF41 | 100 | Wylfa 1
BTN | T_WYLF-4 | WYLF41 | 100 | Wylfa 4 |  | BTN | T_WYLF-2 | WYLF41 | 100 | Wylfa 2
BTN | T_WYLF-D1 | WYLF11 | 100 | Wylfa Demand 1 |  | BTN | T_WYLF-3 | WYLF41 | 100 | Wylfa 3
BTN | T_WYLF-D2 | WYLF11 | 100 | Wylfa Demand 2 |  | BTN | T_WYLF-4 | WYLF41 | 100 | Wylfa 4
BTN | T_WYLF-D3 | WYLF11 | 100 | Wylfa Demand 3 |  | BTN | T_WYLF-D1 | WYLF11 | 100 | Wylfa Demand 1
[6 empty] | BTN | T_WYLF-D2 | WYLF11 | 100 | Wylfa Demand 2
[6 empty] | BTN | T_WYLF-D3 | WYLF11 | 100 | Wylfa Demand 3
Volume Allocation Unit (Interconnector) to Node Mapping | [5 empty] | Volume Allocation Unit (Interconnector) to Node Mapping
| Interconnector Id | Node Id | % of Metered Volume | Interconnector Name |  |  | Interconnector Id | Node Id | % of Metered Volume | Interconnector Name
ITN | BRITNED | GRAI41 | 100 | Britned |  | ITN | BRITNED | GRAI41 | 100 | Britned
ITN | ELECLINK | SELL41 | 100 | ElecLink |  | ITN | EWIC | CONQ41 | 100 | East West (Eirgrid)
ITN | EWIC | CONQ41 | 100 | East West (Eirgrid) |  | ITN | FRANCE | SELL41 | 100 | France
ITN | FRANCE | SELL41 | 100 | France |  | ITN | MOYLE | AUCH2- | 100 | Moyle (Auchencrosh)
ITN | MOYLE | AUCH2- | 100 | Moyle (Auchencrosh) |  | ITN | NEMOLINK | RICH4 | 100 | NEMOLINK
ITN | NEMOLINK | RICH41 | 100 | NEMOLINK
HVDC Boundary to Node Mapping | [5 empty] | HVDC Boundary to Node Mapping
| HVDC Boundary Id | Node Id | % of Metered Volume | HVDC Boundary Name |  |  | HVDC Boundary Id | Node Id | % of Metered Volume | HVDC Boundary Name
HTN | HVDCWL_D | HUNE4- | 100 | HVDC WLINK Hunterston |  | HTN | HVDCWL_G | FLIB41 | 100 | HVDC WLINK Flintshire Bridge
HTN | HVDCWL_G | FLIB41 | 100 | HVDC WLINK Flintshire Bridge |  | HTN | HVDCWL_D | HUNE4- | 100 | HVDC WLINK Hunterston
Node to Zone Mapping | [5 empty] | Node to Zone Mapping
| Node Id | TLF Zone Id | Node Name |  |  |  | Node Id | TLF Zone Id | Node Name
NTZ | ABHA11 | 11 | Abham |  |  | NTZ | ABHA11 | 11 | Abham
NTZ | ABNE3- | 14 | Abernethy |  |  | NTZ | ABNE3- | 14 | Abernethy
NTZ | ABTH11 | 10 | Aberthaw |  |  | NTZ | ABTH11 | 10 | Aberthaw
NTZ | ABTH21 | 10 | Aberthaw |  |  | NTZ | ABTH21 | 10 | Aberthaw
NTZ | ABTH22 | 10 | Aberthaw |  |  | NTZ | ABTH22 | 10 | Aberthaw
NTZ | ACHR1R | 14 | A'Cruach |  |  | NTZ | ACHR1R | 14 | A'Cruach
NTZ | AIGA1Q | 14 | Aigas |  |  | NTZ | AIGA1Q | 14 | Aigas
NTZ | AIKE3A | 13 | Aikengall Wind Farm |  |  | NTZ | ALDW31 | 12 | Aldwarke
NTZ | AIKE3B | 13 | Aikengall Wind Farm |  |  | NTZ | ALNE3J | 14 | Alness
NTZ | ALDW31 | 12 | Aldwarke |  |  | NTZ | ALST31 | 10 | Alpha Steel
NTZ | ALNE3J | 14 | Alness |  |  | NTZ | ALST32 | 10 | Alpha Steel
NTZ | ALST31 | 10 | Alpha Steel |  |  | NTZ | ALVE11 | 11 | Alverdiscott
NTZ | ALST32 | 10 | Alpha Steel |  |  | NTZ | AMEM11 | 1 | Amersham Main
NTZ | ALVE11 | 11 | Alverdiscott |  |  | NTZ | ANSU3- | 14 | An Suidhe
NTZ | AMEM11 | 1 | Amersham Main |  |  | NTZ | ARBR3- | 14 | Arbroath
NTZ | ANSU3- | 14 | An Suidhe |  |  | NTZ | ARDK3K | 14 | Ardkinglass
NTZ | ARBR3- | 14 | Arbroath |  |  | NTZ | AREC3- | 13 | Arecleoch
NTZ | ARDK3K | 14 | Ardkinglass |  |  | NTZ | AREC3A | 13 | Arecleoch
NTZ | AREC3- | 13 | Arecleoch |  |  | NTZ | AREC3B | 13 | Arecleoch
NTZ | AREC3A | 13 | Arecleoch |  |  | NTZ | ARMO3- | 14 | Ardmore
NTZ | AREC3B | 13 | Arecleoch |  |  | NTZ | AUCH2- | 13 | Auchencrosh
NTZ | ARMO3- | 14 | Ardmore |  |  | NTZ | AUCW1- | 13 | Auchenwynd (Hadyard Hill)
NTZ | AUCH2- | 13 | Auchencrosh |  |  | NTZ | AXMI11 | 11 | Axminster
NTZ | AUCW1- | 13 | Auchenwynd (Hadyard Hill) |  |  | NTZ | AYR-3- | 13 | Ayr
NTZ | AXMI11 | 11 | Axminster |  |  | NTZ | BAGA3- | 13 | Bathgate
NTZ | AYR-3- | 13 | Ayr |  |  | NTZ | BAGB21 | 10 | Baglan Bay
NTZ | BAGA3- | 13 | Bathgate |  |  | NTZ | BAIN3- | 13 | Bathgate
NTZ | BAGB21 | 10 | Baglan Bay |  |  | NTZ | BARK11 | 3 | Barking
NTZ | BAIN3- | 13 | Bathgate |  |  | NTZ | BARK21 | 3 | Barking Power
NTZ | BARK11 | 3 | Barking |  |  | NTZ | BARK41 | 3 | Barking Power
NTZ | BARK41 | 3 | Barking Power |  |  | NTZ | BARW31 | 3 | Barking
NTZ | BARW31 | 3 | Barking |  |  | NTZ | BARW32 | 3 | Barking
NTZ | BARW32 | 3 | Barking |  |  | NTZ | BEAU10 | 14 | Beauly
NTZ | BEAT4A | 14 | Beatrice Wind Farm |  |  | NTZ | BEAU3- | 14 | Beauly
NTZ | BEAT4B | 14 | Beatrice Wind Farm |  |  | NTZ | BEDD11 | 9 | Beddington
NTZ | BEAU10 | 14 | Beauly |  |  | NTZ | BEIN31 | 14 | Beinneun
NTZ | BEAU3- | 14 | Beauly |  |  | NTZ | BERB3- | 14 | Berryburn
NTZ | BEDD11 | 9 | Beddington |  |  | NTZ | BERW1Q | 13 | Berwick
NTZ | BEIN31 | 14 | Beinneun |  |  | NTZ | BERW1R | 13 | Berwick
NTZ | BERB3- | 14 | Berryburn |  |  | NTZ | BERW3- | 13 | Berwick
NTZ | BERW1Q | 13 | Berwick |  |  | NTZ | BESW11 | 2 | Berkswell
NTZ | BERW1R | 13 | Berwick |  |  | NTZ | BEUL3R | 1 | Beaulieu NR
NTZ | BERW3- | 13 | Berwick |  |  | NTZ | BHLA31 | 14 | Bhlaraidh
NTZ | BESW11 | 2 | Berkswell |  |  | NTZ | BICF11 | 2 | Bicker Fen
NTZ | BHLA31 | 14 | Bhlaraidh |  |  | NTZ | BIRK11 | 4 | Birkenhead
NTZ | BICF11 | 2 | Bicker Fen |  |  | NTZ | BISW11 | 5 | Bishops Wood
NTZ | BIRK11 | 4 | Birkenhead |  |  | NTZ | BLAH3A | 13 | Blackhill
NTZ | BISW11 | 5 | Bishops Wood |  |  | NTZ | BLHI10 | 14 | Blackhillock
NTZ | BLAH3A | 13 | Blackhill |  |  | NTZ | BLHI20 | 14 | Blackhillock
NTZ | BLHI10 | 14 | Blackhillock |  |  | NTZ | BLKL3A | 13 | Blacklaw
NTZ | BLKL3A | 13 | Blacklaw |  |  | NTZ | BLKL3B | 13 | Blacklaw
NTZ | BLKL3B | 13 | Blacklaw |  |  | NTZ | BLYT1A | 6 | Blyth
NTZ | BLYT1A | 6 | Blyth |  |  | NTZ | BLYT1B | 6 | Blyth
NTZ | BLYT1B | 6 | Blyth |  |  | NTZ | BLYT61 | 6 | Blyth
NTZ | BLYT61 | 6 | Blyth |  |  | NTZ | BOAG3- | 14 | Boat of Garten
NTZ | BOAG3- | 14 | Boat of Garten |  |  | NTZ | BODE41 | 4 | Bodelwyddan
NTZ | BODE41 | 4 | Bodelwyddan |  |  | NTZ | BOLN11 | 9 | Bolney
NTZ | BOLN11 | 9 | Bolney |  |  | NTZ | BOLN41 | 9 | Rampion
NTZ | BOLN41 | 9 | Rampion |  |  | NTZ | BONN1- | 13 | Bonnybridge
NTZ | BONN1- | 13 | Bonnybridge |  |  | NTZ | BONN3- | 13 | Bonnybridge
NTZ | BONN3- | 13 | Bonnybridge |  |  | NTZ | BOSW30 | 7 | Barrow Offshore Wind Farm
NTZ | BOSW30 | 7 | Barrow Offshore Wind Farm |  |  | NTZ | BOTW11 | 8 | Botley Wood
NTZ | BOTW11 | 8 | Botley Wood |  |  | NTZ | BPGR3J | 13 | BP Grangemouth
NTZ | BPGR3J | 13 | BP Grangemouth |  |  | NTZ | BPGR3K | 13 | BP Grangemouth
NTZ | BPGR3K | 13 | BP Grangemouth |  |  | NTZ | BRAI11 | 1 | Braintree
NTZ | BRAI11 | 1 | Braintree |  |  | NTZ | BRAP3- | 13 | Braehead Park
NTZ | BRAP3- | 13 | Braehead Park |  |  | NTZ | BRAW11 | 12 | Bradford West
NTZ | BRAW11 | 12 | Bradford West |  |  | NTZ | BRCW3- | 14 | Braco
NTZ | BRCW3- | 14 | Braco |  |  | NTZ | BRED11 | 7 | Bredbury
NTZ | BRED11 | 7 | Bredbury |  |  | NTZ | BRFO11 | 1 | Bramford
NTZ | BRFO11 | 1 | Bramford |  |  | NTZ | BRFO12 | 1 | Bramford
NTZ | BRFO12 | 1 | Bramford |  |  | NTZ | BRID3- | 14 | Bridge of Dun
NTZ | BRFO41 | 1 | East Anglia One Wind Farm |  |  | NTZ | BRIM11 | 1 | Brimsdown
NTZ | BRID3- | 14 | Bridge of Dun |  |  | NTZ | BRLE11 | 8 | Bramley
NTZ | BRIM11 | 1 | Brimsdown |  |  | NTZ | BROA3- | 14 | Broadford -Skye
NTZ | BRLE11 | 8 | Bramley |  |  | NTZ | BROR3- | 14 | Brora
NTZ | BROA3- | 14 | Broadford -Skye |  |  | NTZ | BROX3- | 13 | Broxburn Grid
NTZ | BROR3- | 14 | Brora |  |  | NTZ | BRWA11 | 11 | Bridgewater
NTZ | BROX3- | 13 | Broxburn Grid |  |  | NTZ | BUMU3- | 14 | Burghmuir
NTZ | BRWA11 | 11 | Bridgewater |  |  | NTZ | BURW11 | 1 | Burwell Main
NTZ | BUMU3- | 14 | Burghmuir |  |  | NTZ | BUSH11 | 5 | Bushbury
NTZ | BURW11 | 1 | Burwell Main |  |  | NTZ | BUST11 | 5 | Bustleholme
NTZ | BUSH11 | 5 | Bushbury |  |  | NTZ | CAAD3- | 14 | Carradale
NTZ | BUST11 | 5 | Bustleholme |  |  | NTZ | CAFA1Q | 13 | Carsfad
NTZ | CAAD3- | 14 | Carradale |  |  | NTZ | CAIN3J | 14 | Cairnford
NTZ | CAFA1Q | 13 | Carsfad |  |  | NTZ | CAML61 | 12 | Cambleforth
NTZ | CAIN3J | 14 | Cairnford |  |  | NTZ | CANT13 | 9 | Canterbury
NTZ | CAML61 | 12 | Cambleforth |  |  | NTZ | CANT14 | 9 | Canterbury
NTZ | CANT13 | 9 | Canterbury |  |  | NTZ | CAPE11 | 4 | Capenhurst
NTZ | CANT14 | 9 | Canterbury |  |  | NTZ | CARE11 | 10 | Cardiff East
NTZ | CAPE11 | 4 | Capenhurst |  |  | NTZ | CARR11 | 4 | Carrington
NTZ | CARE11 | 10 | Cardiff East |  |  | NTZ | CARR41 | 4 | Carrington
NTZ | CARR11 | 4 | Carrington |  |  | NTZ | CASS3- | 14 | Cassley
NTZ | CARR41 | 4 | Carrington |  |  | NTZ | CATY1Q | 13 | Carntyne
NTZ | CASS3- | 14 | Cassley |  |  | NTZ | CATY1R | 13 | Carntyne
NTZ | CATY1Q | 13 | Carntyne |  |  | NTZ | CATY3- | 13 | Carntyne
NTZ | CATY1R | 13 | Carntyne |  |  | NTZ | CEAN1Q | 14 | Ceannacroc
NTZ | CATY3- | 13 | Carntyne |  |  | NTZ | CELL11 | 5 | Cellarhead
NTZ | CEAN1Q | 14 | Ceannacroc |  |  | NTZ | CHAP3- | 13 | Chapelcross
NTZ | CELL11 | 5 | Cellarhead |  |  | NTZ | CHAR3- | 14 | Charleston
NTZ | CHAP3- | 13 | Chapelcross |  |  | NTZ | CHAS3- | 13 | Charlotte Street
NTZ | CHAR3- | 14 | Charleston |  |  | NTZ | CHIC11 | 8 | Chickerell
NTZ | CHAS3- | 13 | Charlotte Street |  |  | NTZ | CHSI11 | 9 | Chessington
NTZ | CHIC11 | 8 | Chickerell |  |  | NTZ | CHTE11 | 2 | Chesterfield
NTZ | CHSI11 | 9 | Chessington |  |  | NTZ | CITR11 | 3 | City Road
NTZ | CHTE11 | 2 | Chesterfield |  |  | NTZ | CLAC1Q | 14 | Clachan 33
NTZ | CITR11 | 3 | City Road |  |  | NTZ | CLAY3- | 14 | Clayhills
NTZ | CLAC1Q | 14 | Clachan 33 |  |  | NTZ | CLUN1A | 14 | Clunie
NTZ | CLAY3- | 14 | Clayhills |  |  | NTZ | CLUN1B | 14 | Clunie
NTZ | CLUN1A | 14 | Clunie |  |  | NTZ | CLYM3- | 13 | Clydesmill
NTZ | CLUN1B | 14 | Clunie |  |  | NTZ | CLYN3A | 13 | Clyde North
NTZ | CLYM3- | 13 | Clydesmill |  |  | NTZ | CLYN3B | 13 | Clyde North
NTZ | CLYN3A | 13 | Clyde North |  |  | NTZ | CLYN3C | 13 | Clyde North
NTZ | CLYN3B | 13 | Clyde North |  |  | NTZ | CLYN3D | 13 | Clyde North
NTZ | CLYN3C | 13 | Clyde North |  |  | NTZ | CLYS3A | 13 | Clyde South
NTZ | CLYN3D | 13 | Clyde North |  |  | NTZ | CLYS3B | 13 | Clyde South
NTZ | CLYS3A | 13 | Clyde South |  |  | NTZ | COAL1- | 13 | Coalburn
NTZ | CLYS3B | 13 | Clyde South |  |  | NTZ | COAT3- | 13 | Coatbridge
NTZ | COAL1- | 13 | Coalburn |  |  | NTZ | COCK3- | 13 | Cockenzie
NTZ | COAT3- | 13 | Coatbridge |  |  | NTZ | COGA3- | 14 | Corriegarth
NTZ | COCK3- | 13 | Cockenzie |  |  | NTZ | CONQ11 | 4 | Connah's Quay
NTZ | COGA3- | 14 | Corriegarth |  |  | NTZ | CONQ41 | 4 | Connah's Quay
NTZ | CONQ11 | 4 | Connah's Quay |  |  | NTZ | CORI3- | 14 | Corremoillie
NTZ | CONQ41 | 4 | Connah's Quay |  |  | NTZ | COSO41 | 1 | Coryton
NTZ | CORI3- | 14 | Corremoillie |  |  | NTZ | COTT41 | 2 | Cottam
NTZ | COSO41 | 1 | Coryton |  |  | NTZ | COUA3- | 14 | Coupar Angas
NTZ | COTT41 | 2 | Cottam |  |  | NTZ | COUW31 | 14 | Cour Wind
NTZ | COUA3- | 14 | Coupar Angas |  |  | NTZ | COVE11 | 2 | Coventry
NTZ | COUW31 | 14 | Cour Wind |  |  | NTZ | COWL11 | 8 | Cowley
NTZ | COVE11 | 2 | Coventry |  |  | NTZ | COYL3- | 13 | Coylton
NTZ | COWL11 | 8 | Cowley |  |  | NTZ | CRAI3- | 14 | Craigiebuckler
NTZ | COYL3- | 13 | Coylton |  |  | NTZ | CREB11 | 12 | Creyke Beck
NTZ | CRAI3- | 14 | Craigiebuckler |  |  | NTZ | CROO3J | 13 | Crookston
NTZ | CREB11 | 12 | Creyke Beck |  |  | NTZ | CROO3K | 13 | Crookston
NTZ | CROO3J | 13 | Crookston |  |  | NTZ | CRUA2S | 13 | Cruachan
NTZ | CROO3K | 13 | Crookston |  |  | NTZ | CRUA2T | 13 | Cruachan
NTZ | CRUA2S | 13 | Cruachan |  |  | NTZ | CRYR1- | 13 | Crystal Rig
NTZ | CRUA2T | 13 | Cruachan |  |  | NTZ | CULJ31 | 8 | Culham Jet
NTZ | CRYR1- | 13 | Crystal Rig |  |  | NTZ | CULJ32 | 8 | Culham Jet
NTZ | CULJ31 | 8 | Culham Jet |  |  | NTZ | CULJ33 | 8 | Culham Jet
NTZ | CULJ32 | 8 | Culham Jet |  |  | NTZ | CULL1Q | 14 | Culligran
NTZ | CULJ33 | 8 | Culham Jet |  |  | NTZ | CUMB3- | 13 | Cumbernald
NTZ | CULL1Q | 14 | Culligran |  |  | NTZ | CUPA3- | 13 | Cupar
NTZ | CUMB3- | 13 | Cumbernald |  |  | NTZ | CURR1A | 13 | Currie Grid
NTZ | CUPA3- | 13 | Cupar |  |  | NTZ | CURR1B | 13 | Currie Grid
NTZ | CURR1A | 13 | Currie Grid |  |  | NTZ | DAAS3- | 14 | Dallas
NTZ | CURR1B | 13 | Currie Grid |  |  | NTZ | DALM3- | 13 | Dalmarnock
NTZ | DAAS3- | 14 | Dallas |  |  | NTZ | DEAN1Q | 14 | Deanie
NTZ | DALM3- | 13 | Dalmarnock |  |  | NTZ | DEVM1- | 13 | Devol Moor
NTZ | DEAN1Q | 14 | Deanie |  |  | NTZ | DEVM3- | 13 | Devol Moor
NTZ | DEVM1- | 13 | Devol Moor |  |  | NTZ | DEVO3- | 13 | Devonside
NTZ | DEVM3- | 13 | Devol Moor |  |  | NTZ | DEWP3- | 13 | Dewar Place
NTZ | DEVO3- | 13 | Devonside |  |  | NTZ | DIDC41 | 8 | Didcot
NTZ | DEWP3- | 13 | Dewar Place |  |  | NTZ | DINO41 | 4 | Dinorwig
NTZ | DIDC41 | 8 | Didcot |  |  | NTZ | DOUN3- | 14 | Dounreay
NTZ | DINO41 | 4 | Dinorwig |  |  | NTZ | DRAK11 | 2 | Drakelow
NTZ | DOUN3- | 14 | Dounreay |  |  | NTZ | DRAX11 | 12 | Drax
NTZ | DRAK11 | 2 | Drakelow |  |  | NTZ | DRAX41 | 12 | Drax
NTZ | DRAX11 | 12 | Drax |  |  | NTZ | DRAX42 | 12 | Drax
NTZ | DRAX41 | 12 | Drax |  |  | NTZ | DRCR3- | 13 | Drumcross
NTZ | DRAX42 | 12 | Drax |  |  | NTZ | DRUM3- | 13 | Drumchapel
NTZ | DRCR3- | 13 | Drumcross |  |  | NTZ | DUBE3- | 14 | Dunbeath
NTZ | DRUM3- | 13 | Drumchapel |  |  | NTZ | DUDH3- | 14 | Dudhope
NTZ | DUBE3- | 14 | Dunbeath |  |  | NTZ | DUGR3- | 14 | Dunvegan
NTZ | DUDH3- | 14 | Dudhope |  |  | NTZ | DUMF3- | 13 | Dumfries
NTZ | DUGR3- | 14 | Dunvegan |  |  | NTZ | DUMF3I | 13 | Dumfries
NTZ | DUMF3- | 13 | Dumfries |  |  | NTZ | DUNB3- | 13 | Dunbar
NTZ | DUMF3I | 13 | Dumfries |  |  | NTZ | DUNE3- | 13 | Dunlaw Extension
NTZ | DUNB3- | 13 | Dunbar |  |  | NTZ | DUNF3- | 13 | Dunfermline
NTZ | DUNE3- | 13 | Dunlaw Extension |  |  | NTZ | DUNG21 | 9 | Dungeness
NTZ | DUNF3- | 13 | Dunfermline |  |  | NTZ | DUNG41 | 9 | Dungeness
NTZ | DUNG21 | 9 | Dungeness |  |  | NTZ | DUNH1Q | 13 | Dunhill
NTZ | DUNG41 | 9 | Dungeness |  |  | NTZ | DUNH3- | 13 | Dunhill
NTZ | DUNH1Q | 13 | Dunhill |  |  | NTZ | DUNM3- | 14 | Dunmaglass
NTZ | DUNH3- | 13 | Dunhill |  |  | NTZ | DUNO1Q | 14 | Dunoon
NTZ | DUNM3- | 14 | Dunmaglass |  |  | NTZ | DUNO1R | 14 | Dunoon
NTZ | DUNO1Q | 14 | Dunoon |  |  | NTZ | DYCE1Q | 14 | Dyce
NTZ | DUNO1R | 14 | Dunoon |  |  | NTZ | DYCE3- | 14 | Dyce
NTZ | DYCE1Q | 14 | Dyce |  |  | NTZ | EALI61 | 8 | Ealing
NTZ | DYCE3- | 14 | Dyce |  |  | NTZ | EASO1* | 1 | Eaton Socon
NTZ | EALI61 | 8 | Ealing |  |  | NTZ | EASO41 | 1 | Eaton Socon
NTZ | EASO11 | 1 | Eaton Socon |  |  | NTZ | EAST1Q | 13 | Earlstoun
NTZ | EASO41 | 1 | Eaton Socon |  |  | NTZ | ECCF1J | 13 | Ecclefechan
NTZ | EAST1Q | 13 | Earlstoun |  |  | NTZ | ECCF1K | 13 | Ecclefechan
NTZ | ECCF1J | 13 | Ecclefechan |  |  | NTZ | ECCL3- | 13 | Eccles
NTZ | ECCF1K | 13 | Ecclefechan |  |  | NTZ | ECLA11 | 2 | East Claydon
NTZ | ECCL3- | 13 | Eccles |  |  | NTZ | EDIN1- | 14 | Edinbane
NTZ | ECLA11 | 2 | East Claydon |  |  | NTZ | EERH3- | 13 | Easterhouse
NTZ | EDIN1- | 14 | Edinbane |  |  | NTZ | EGGB41 | 12 | Eggborough
NTZ | EERH3- | 13 | Easterhouse |  |  | NTZ | EGGB42 | 12 | Eggborough
NTZ | EKIL3- | 13 | East Kilbride |  |  | NTZ | EKIL3- | 13 | East Kilbride
NTZ | EKIS3- | 13 | East Kilbride South |  |  | NTZ | EKIS3- | 13 | East Kilbride South
NTZ | ELDE3- | 13 | Elderslie |  |  | NTZ | ELDE3- | 13 | Elderslie
NTZ | ELGI3- | 14 | Elgin |  |  | NTZ | ELGI3- | 14 | Elgin
NTZ | ELLA11 | 12 | Elland |  |  | NTZ | ELLA11 | 12 | Elland
NTZ | ELST11 | 1 | Elstree |  |  | NTZ | ELST11 | 1 | Elstree
NTZ | ELST12 | 1 | Elstree |  |  | NTZ | ELST12 | 1 | Elstree
NTZ | ELST13 | 1 | Elstree |  |  | NTZ | ELST13 | 1 | Elstree
NTZ | ELST41 | 1 | Elstree |  |  | NTZ | ELST14 | 1 | Elstree
NTZ | ELVA4- | 13 | Elvanfoot |  |  | NTZ | ELST41 | 1 | Elstree
NTZ | ENDE11 | 2 | Enderby |  |  | NTZ | ELVA4- | 13 | Elvanfoot
NTZ | ERRO10 | 14 | Errochty |  |  | NTZ | ENDE11 | 2 | Enderby
NTZ | ERSK3- | 13 | Erskine |  |  | NTZ | ERRO10 | 14 | Errochty
NTZ | EWEH3- | 13 | Ewe Hill |  |  | NTZ | ERSK3- | 13 | Erskine
NTZ | EXET11 | 11 | Exeter |  |  | NTZ | EWEH3- | 13 | Ewe Hill
NTZ | FAAR3J | 14 | Farr Wind Farm |  |  | NTZ | EXET11 | 11 | Exeter
NTZ | FAAR3K | 14 | Farr Wind Farm |  |  | NTZ | FAAR3J | 14 | Farr Wind Farm
NTZ | FALL4- | 13 | Fallago |  |  | NTZ | FAAR3K | 14 | Farr Wind Farm
NTZ | FASN2- | 14 | Fasnakyle |  |  | NTZ | FALL4- | 13 | Fallago
NTZ | FASN3- | 14 | Fasnakyle |  |  | NTZ | FASN2- | 14 | Fasnakyle
NTZ | FAUG3- | 14 | Fort Augustus |  |  | NTZ | FASN3- | 14 | Fasnakyle
NTZ | FAUG4- | 14 | Fort Augustus |  |  | NTZ | FAUG3- | 14 | Fort Augustus
NTZ | FAWL11 | 8 | Fawley |  |  | NTZ | FAUG4- | 14 | Fort Augustus
NTZ | FECK61 | 5 | Feckenham |  |  | NTZ | FAWL11 | 8 | Fawley
NTZ | FERO3- | 14 | Fernoch |  |  | NTZ | FECK61 | 5 | Feckenham
NTZ | FERR11 | 12 | Ferrybridge |  |  | NTZ | FERO3- | 14 | Fernoch
NTZ | FERR61 | 12 | Ferrybridge |  |  | NTZ | FERR11 | 12 | Ferrybridge
NTZ | FETT3S | 14 | Fetteresso |  |  | NTZ | FERR61 | 12 | Ferrybridge
NTZ | FFES21 | 4 | Ffestiniog |  |  | NTZ | FETT3S | 14 | Fetteresso
NTZ | FIDD3- | 14 | Fiddes |  |  | NTZ | FFES21 | 4 | Ffestiniog
NTZ | FIDF11 | 4 | Fidlers Ferry |  |  | NTZ | FIDD3- | 14 | Fiddes
NTZ | FIDF21 | 4 | Fidlers Ferry |  |  | NTZ | FIDF11 | 4 | Fidlers Ferry
NTZ | FIDF22 | 4 | Fidlers Ferry |  |  | NTZ | FIDF21 | 4 | Fidlers Ferry
NTZ | FIDF23 | 4 | Fidlers Ferry |  |  | NTZ | FIDF22 | 4 | Fidlers Ferry
NTZ | FIDF24 | 4 | Fidlers Ferry |  |  | NTZ | FIDF23 | 4 | Fidlers Ferry
NTZ | FINL1Q | 14 | Finlarig |  |  | NTZ | FIDF24 | 4 | Fidlers Ferry
NTZ | FINN3- | 13 | Finnieston |  |  | NTZ | FINL1Q | 14 | Finlarig
NTZ | FLEE11 | 8 | Fleet |  |  | NTZ | FINN3- | 13 | Finnieston
NTZ | FLIB41 | 4 | HVDC WLINK Flintshire Bridge |  |  | NTZ | FLEE11 | 8 | Fleet
NTZ | FOUR71 | 6 | Fourstones |  |  | NTZ | FLIB41 | 4 | HVDC WLINK Flintshire Bridge
NTZ | FOYE2- | 14 | Foyers |  |  | NTZ | FOUR71 | 6 | Fourstones
NTZ | FRAS3- | 14 | Fraserburgh |  |  | NTZ | FOYE2- | 14 | Foyers
NTZ | FROD11 | 4 | Frodsham |  |  | NTZ | FRAS3- | 14 | Fraserburgh
NTZ | FROD41 | 4 | Frodsham |  |  | NTZ | FROD11 | 4 | Frodsham
NTZ | FWIL3- | 14 | Fort William |  |  | NTZ | FROD41 | 4 | Frodsham
NTZ | GALA3- | 13 | Galashiels |  |  | NTZ | FWIL3- | 14 | Fort William
NTZ | GAOF31 | 1 | Galloper |  |  | NTZ | GALA3- | 13 | Galashiels
NTZ | GAOF32 | 1 | Galloper |  |  | NTZ | GAOF30 | 1 | Galloper
NTZ | GAWH3- | 13 | Galawhistle |  |  | NTZ | GAWH3- | 13 | Galawhistle
NTZ | GIFF3- | 13 | Giffnock |  |  | NTZ | GIFF3- | 13 | Giffnock
NTZ | GLAG1Q | 14 | Glenagnes |  |  | NTZ | GLAG3J | 14 | Glenagnes
NTZ | GLAG1R | 14 | Glenagnes |  |  | NTZ | GLAG3K | 14 | Glenagnes
NTZ | GLDO8- | 14 | Glendoe |  |  | NTZ | GLDO1G | 14 | Glendoe
NTZ | GLEN1Q | 14 | Glenmoriston |  |  | NTZ | GLEN1Q | 14 | Glenmoriston
NTZ | GLFA3- | 14 | Glenfarclas |  |  | NTZ | GLFA3- | 14 | Glenfarclas
NTZ | GLGL3- | 13 | Glenglass (Sanquhar Wind Farm) |  |  | NTZ | GLGL3- | 13 | Glenglass (Sanquhar Wind Farm)
NTZ | GLLE1- | 13 | Glenlee |  |  | NTZ | GLLE1- | 13 | Glenlee
NTZ | GLLU3- | 13 | Glenluce |  |  | NTZ | GLLU3- | 13 | Glenluce
NTZ | GLNI3- | 13 | Gleniston |  |  | NTZ | GLNI3- | 13 | Gleniston
NTZ | GLRO3A | 13 | Glenrothes |  |  | NTZ | GLRO3A | 13 | Glenrothes
NTZ | GLRO3B | 13 | Glenrothes |  |  | NTZ | GLRO3B | 13 | Glenrothes
NTZ | GORG3- | 13 | Gorgie |  |  | NTZ | GORG3- | 13 | Gorgie
NTZ | GORW3- | 14 | Gordonbush Wind Farm |  |  | NTZ | GORW3- | 14 | Gordonbush Wind Farm
NTZ | GOVA3- | 13 | Govan |  |  | NTZ | GOVA3- | 13 | Govan
NTZ | GRAI11 | 9 | Grain |  |  | NTZ | GRAI11 | 9 | Grain
NTZ | GRAI41 | 9 | Grain |  |  | NTZ | GRAI41 | 9 | Grain
NTZ | GRAN61 | 10 | Margam |  |  | NTZ | GRAN61 | 10 | Margam
NTZ | GREG31 | 1 | Greater Gabbard Wind Farm |  |  | NTZ | GREG30 | 1 | Greater Gabbard Wind Farm
NTZ | GREG32 | 1 | Greater Gabbard Wind Farm |  |  | NTZ | GREN11 | 2 | Grendon
NTZ | GREG33 | 1 | Greater Gabbard Wind Farm |  |  | NTZ | GRIF36 | 14 | Griffin Wind Farm
NTZ | GREN11 | 2 | Grendon |  |  | NTZ | GRIF38 | 14 | Griffin Wind Farm
NTZ | GRIF36 | 14 | Griffin Wind Farm |  |  | NTZ | GRIW11 | 12 | Grimsby West
NTZ | GRIF38 | 14 | Griffin Wind Farm |  |  | NTZ | GRMO2- | 13 | Grangemouth
NTZ | GRIW11 | 12 | Grimsby West |  |  | NTZ | GRMO3C | 13 | Grangemouth
NTZ | GRMO2- | 13 | Grangemouth |  |  | NTZ | GRST61 | 6 | Greystones
NTZ | GRMO3C | 13 | Grangemouth |  |  | NTZ | GRTO61 | 6 | Grangetown
NTZ | GRST61 | 6 | Greystones |  |  | NTZ | GRUB3- | 14 | Grudie Bridge
NTZ | GRTO61 | 6 | Grangetown |  |  | NTZ | GUNS30 | 1 | Gunfleet Sands Offshore Wind Farm
NTZ | GRUB3- | 14 | Grudie Bridge |  |  | NTZ | GWAW30 | 4 | Gwynt-Y-Mor Offshore Wind Farm
NTZ | GUNS30 | 1 | Gunfleet Sands Offshore Wind Farm |  |  | NTZ | GWBW30 | 4 | Gwynt-Y-Mor Offshore Wind Farm
NTZ | GWAW30 | 4 | Gwynt-Y-Mor Offshore Wind Farm |  |  | NTZ | GWYO10 | 4 | Gwynt-Y-Mor Offshore Wind Farm
NTZ | GWBW30 | 4 | Gwynt-Y-Mor Offshore Wind Farm |  |  | NTZ | HACK11 | 3 | Hackney
NTZ | GWYO10 | 4 | Gwynt-Y-Mor Offshore Wind Farm |  |  | NTZ | HACK61 | 3 | Hackney
NTZ | HACK11 | 3 | Hackney |  |  | NTZ | HAGR3- | 13 | Haggs Road
NTZ | HACK61 | 3 | Hackney |  |  | NTZ | HARE3A | 13 | Harestanes
NTZ | HAGR3- | 13 | Haggs Road |  |  | NTZ | HARE3B | 13 | Harestanes
NTZ | HARE3A | 13 | Harestanes |  |  | NTZ | HARK11 | 7 | Harker
NTZ | HARE3B | 13 | Harestanes |  |  | NTZ | HARK12 | 7 | Harker
NTZ | HARK11 | 7 | Harker |  |  | NTZ | HARK41 | 7 | Harker
NTZ | HARK12 | 7 | Harker |  |  | NTZ | HARM61 | 6 | Hart Moor
NTZ | HARK41 | 7 | Harker |  |  | NTZ | HATL21 | 6 | Hartlepool
NTZ | HARM61 | 6 | Hart Moor |  |  | NTZ | HAWI3- | 13 | Hawick
NTZ | HATL21 | 6 | Hartlepool |  |  | NTZ | HAWP61 | 6 | Hawthorn Pit
NTZ | HAWI3- | 13 | Hawick |  |  | NTZ | HELE3- | 13 | Helensborough
NTZ | HAWP61 | 6 | Hawthorn Pit |  |  | NTZ | HEYS11 | 7 | Heysham
NTZ | HELE3- | 13 | Helensborough |  |  | NTZ | HEYS41 | 7 | Heysham
NTZ | HEYS11 | 7 | Heysham |  |  | NTZ | HIGM21 | 2 | High Marnham
NTZ | HEYS41 | 7 | Heysham |  |  | NTZ | HINP21 | 11 | Hinkley Point
NTZ | HIGM21 | 2 | High Marnham |  |  | NTZ | HINP22 | 11 | Hinkley Point
NTZ | HINP21 | 11 | Hinkley Point |  |  | NTZ | HINP41 | 11 | Hinkley Point
NTZ | HINP22 | 11 | Hinkley Point |  |  | NTZ | HUER1- | 13 | Hunterston
NTZ | HINP41 | 11 | Hinkley Point |  |  | NTZ | HUER4- | 13 | Hunterston
NTZ | HUER1- | 13 | Hunterston |  |  | NTZ | HUMR41 | 12 | Humber Refinery
NTZ | HUER4- | 13 | Hunterston |  |  | NTZ | HUMW31 | 12 | Humber Gateway Offshore Wind Farm
NTZ | HUMR41 | 12 | Humber Refinery |  |  | NTZ | HUMW32 | 12 | Humber Gateway Offshore Wind Farm
NTZ | HUMW31 | 12 | Humber Gateway Offshore Wind Farm |  |  | NTZ | HUNE4- | 13 | HVDC WLINK Hunterston
NTZ | HUMW32 | 12 | Humber Gateway Offshore Wind Farm |  |  | NTZ | HURS1B | 3 | Hurst
NTZ | HUNE4- | 13 | HVDC WLINK Hunterston |  |  | NTZ | HURS1C | 3 | Hurst
NTZ | HURS1B | 3 | Hurst |  |  | NTZ | HURS1D | 3 | Hurst
NTZ | HURS1C | 3 | Hurst |  |  | NTZ | HUTT11 | 7 | Hutton
NTZ | HURS1D | 3 | Hurst |  |  | NTZ | HUTT41 | 7 | Hutton
NTZ | HUTT11 | 7 | Hutton |  |  | NTZ | IMPP31 | 10 | Imperial Park
NTZ | HUTT41 | 7 | Hutton |  |  | NTZ | INDQ11 | 11 | Indian Queens
NTZ | IMPP31 | 10 | Imperial Park |  |  | NTZ | INDQ41 | 11 | Indian Queens
NTZ | IMPP41 | 10 | Imperial Park NR |  |  | NTZ | INGA1Q | 14 | Invergarry
NTZ | INDQ11 | 11 | Indian Queens |  |  | NTZ | INKE3- | 13 | Inverkeithing
NTZ | INDQ41 | 11 | Indian Queens |  |  | NTZ | INNE3- | 14 | Inverness
NTZ | INGA1Q | 14 | Invergarry |  |  | NTZ | INWI1Q | 13 | Innerwick
NTZ | INKE3- | 13 | Inverkeithing |  |  | NTZ | INWI1R | 13 | Innerwick
NTZ | INNE3- | 14 | Inverness |  |  | NTZ | IROA11 | 5 | Iron Acton
NTZ | INWI1Q | 13 | Innerwick |  |  | NTZ | IROA21 | 5 | Iron Acton
NTZ | INWI1R | 13 | Innerwick |  |  | NTZ | IRON11 | 5 | Ironbridge
NTZ | IROA11 | 5 | Iron Acton |  |  | NTZ | IVER11 | 8 | Iver
NTZ | IRON11 | 5 | Ironbridge |  |  | NTZ | IVER61 | 8 | Iver
NTZ | ISLI11 | 3 | Islington |  |  | NTZ | JOHN3- | 13 | Johnstone
NTZ | IVER11 | 8 | Iver |  |  | NTZ | JORD31 | 12 | Jordanthorpe
NTZ | IVER61 | 8 | Iver |  |  | NTZ | KAIM3A | 13 | Kaimes
NTZ | JOHN3- | 13 | Johnstone |  |  | NTZ | KAIM3B | 13 | Kaimes
NTZ | JORD31 | 12 | Jordanthorpe |  |  | NTZ | KEAD11 | 12 | Keadby
NTZ | KAIM3A | 13 | Kaimes |  |  | NTZ | KEAP41 | 12 | Keadby
NTZ | KAIM3B | 13 | Kaimes |  |  | NTZ | KEAP42 | 12 | Keadby
NTZ | KEAD11 | 12 | Keadby |  |  | NTZ | KEAR11 | 7 | Kearsley
NTZ | KEAP41 | 12 | Keadby |  |  | NTZ | KEAR31 | 7 | Kearsley
NTZ | KEAP42 | 12 | Keadby |  |  | NTZ | KEIT3- | 14 | Keith
NTZ | KEAR11 | 7 | Kearsley |  |  | NTZ | KEMS11 | 9 | Kemsley
NTZ | KEAR31 | 7 | Kearsley |  |  | NTZ | KENG41 | 3 | Kensal Green
NTZ | KEIT3- | 14 | Keith |  |  | NTZ | KEOO1- | 13 | Kendoon
NTZ | KEMS11 | 9 | Kemsley |  |  | NTZ | KIBY11 | 4 | Kirkby
NTZ | KENG41 | 3 | Kensal Green |  |  | NTZ | KIBY12 | 4 | Kirkby
NTZ | KEOO1- | 13 | Kendoon |  |  | NTZ | KIBY1* | 7 | Kirkby
NTZ | KIBY11 | 4 | Kirkby |  |  | NTZ | KIER3- | 13 | Killermont
NTZ | KIBY12 | 4 | Kirkby |  |  | NTZ | KIIN3- | 14 | Killin
NTZ | KIER3- | 13 | Killermont |  |  | NTZ | KILB3- | 13 | Kilbowie
NTZ | KIIN3- | 14 | Killin |  |  | NTZ | KILG3A | 13 | Kilgallioch Wind Farm
NTZ | KILB3- | 13 | Kilbowie |  |  | NTZ | KILG3B | 13 | Kilgallioch Wind Farm
NTZ | KILG3A | 13 | Kilgallioch Wind Farm |  |  | NTZ | KILG3C | 13 | Kilgallioch Wind Farm
NTZ | KILG3B | 13 | Kilgallioch Wind Farm |  |  | NTZ | KILL41 | 12 | Killingholme
NTZ | KILG3C | 13 | Kilgallioch Wind Farm |  |  | NTZ | KILO3- | 14 | Kinlochleven
NTZ | KILL41 | 12 | Killingholme |  |  | NTZ | KILS3- | 13 | Killmarnock South
NTZ | KILO3- | 14 | Kinlochleven |  |  | NTZ | KILT3- | 13 | Killmarnock Town
NTZ | KILS3- | 13 | Killmarnock South |  |  | NTZ | KILW3- | 13 | Killwinning
NTZ | KILT3- | 13 | Killmarnock Town |  |  | NTZ | KINO11 | 9 | Kingsnorth
NTZ | KILW3- | 13 | Killwinning |  |  | NTZ | KINO41 | 9 | Kingsnorth
NTZ | KINO11 | 9 | Kingsnorth |  |  | NTZ | KINT3- | 14 | Kintore
NTZ | KINO41 | 9 | Kingsnorth |  |  | NTZ | KIOR1Q | 14 | Kilmorack
NTZ | KINT3- | 14 | Kintore |  |  | NTZ | KIRK11 | 12 | Kirkstall
NTZ | KIOR1Q | 14 | Kilmorack |  |  | NTZ | KITW11 | 5 | Kitwell
NTZ | KIRK11 | 12 | Kirkstall |  |  | NTZ | KNAR11 | 6 | Knaresborough
NTZ | KITW11 | 5 | Kitwell |  |  | NTZ | KYPE3 | 13 | Kype Muir Wind Farm
NTZ | KNAR11 | 6 | Knaresborough |  |  | NTZ | LACK21 | 6 | Lackenby
NTZ | KYPE1- | 14 | Harris |  |  | NTZ | LACK61 | 6 | Lackenby
NTZ | KYPE3- | 13 | Kype Muir Wind Farm |  |  | NTZ | LAGA41 | 11 | Langage
NTZ | LACK21 | 6 | Lackenby |  |  | NTZ | LAIR3- | 14 | Lairg
NTZ | LACK61 | 6 | Lackenby |  |  | NTZ | LALE11 | 8 | Laleham
NTZ | LAGA41 | 11 | Langage |  |  | NTZ | LAND11 | 11 | Landulph
NTZ | LAIR3- | 14 | Lairg |  |  | NTZ | LEGA11 | 4 | Legacy
NTZ | LALE11 | 8 | Laleham |  |  | NTZ | LEIB4A | 2 | Leighton Buzzard
NTZ | LAND11 | 11 | Landulph |  |  | NTZ | LEIB4B | 2 | Leighton Buzzard
NTZ | LEGA11 | 4 | Legacy |  |  | NTZ | LEMR11 | 5 | Hams Hall (Lea Marston)
NTZ | LEIB4A | 2 | Leighton Buzzard |  |  | NTZ | LEMR12 | 5 | Hams Hall (Lea Marston)
NTZ | LEIB4B | 2 | Leighton Buzzard |  |  | NTZ | LEVE3- | 13 | Leven
NTZ | LEMR11 | 5 | Hams Hall (Lea Marston) |  |  | NTZ | LING3- | 13 | Livingstone
NTZ | LEMR12 | 5 | Hams Hall (Lea Marston) |  |  | NTZ | LINM3- | 13 | Linmill
NTZ | LEVE3- | 13 | Leven |  |  | NTZ | LINS30 | 1 | Lincs Offshore Wind Farm
NTZ | LING3- | 13 | Livingstone |  |  | NTZ | LISD11 | 4 | Lister Drive
NTZ | LINM3- | 13 | Linmill |  |  | NTZ | LITT11 | 3 | Littlebrook
NTZ | LINS30 | 1 | Lincs Offshore Wind Farm |  |  | NTZ | LOCH1- | 14 | Lochay
NTZ | LISD11 | 4 | Lister Drive |  |  | NTZ | LODR61 | 3 | Lodge Road
NTZ | LITT11 | 3 | Littlebrook |  |  | NTZ | LONW31 | 9 | London Array Offshore Wind Farm
NTZ | LOAW31 | 9 | London Array Offshore Wind Farm |  |  | NTZ | LONW32 | 9 | London Array Offshore Wind Farm
NTZ | LOAW32 | 9 | London Array Offshore Wind Farm |  |  | NTZ | LOVE11 | 8 | Lovedean
NTZ | LOCH1- | 14 | Lochay |  |  | NTZ | LUIC1Q | 14 | Luichart
NTZ | LODR61 | 3 | Lodge Road |  |  | NTZ | LUIC1R | 14 | Luichart
NTZ | LOVE11 | 8 | Lovedean |  |  | NTZ | LUNA3- | 14 | Lunanhead
NTZ | LUIC1Q | 14 | Luichart |  |  | NTZ | LYND3- | 14 | Lyndhurst
NTZ | LUIC1R | 14 | Luichart |  |  | NTZ | MACC31 | 7 | Macclesfield
NTZ | LUNA3- | 14 | Lunanhead |  |  | NTZ | MACD3- | 14 | Macduff
NTZ | LYND3- | 14 | Lyndhurst |  |  | NTZ | MAHI3- | 13 | Mark's Hill
NTZ | MACC31 | 7 | Macclesfield |  |  | NTZ | MANN11 | 8 | Mannington
NTZ | MACD3- | 14 | Macduff |  |  | NTZ | MAWO41 | 8 | Marchwood
NTZ | MAHI3- | 13 | Mark's Hill |  |  | NTZ | MAYB3- | 13 | Maybole
NTZ | MANN11 | 8 | Mannington |  |  | NTZ | MEAD1Q | 13 | Meadowhead
NTZ | MAWO41 | 8 | Marchwood |  |  | NTZ | MEAD1R | 13 | Meadowhead
NTZ | MAYB3- | 13 | Maybole |  |  | NTZ | MELK11 | 8 | Melksham
NTZ | MEAD1Q | 13 | Meadowhead |  |  | NTZ | MELK41 | 8 | Melksham
NTZ | MEAD1R | 13 | Meadowhead |  |  | NTZ | MIDL41 | 7 | Middleton (Walney 3 & 4 Wind Farm)
NTZ | MELK11 | 8 | Melksham |  |  | NTZ | MILC3- | 14 | Milton of Craigie
NTZ | MELK41 | 8 | Melksham |  |  | NTZ | MILH11 | 1 | Mill Hill
NTZ | MIDL41 | 7 | Middleton (Walney 3 & 4 Wind Farm) |  |  | NTZ | MILW3- | 14 | Millennium Wind Farm
NTZ | MILC3- | 14 | Milton of Craigie |  |  | NTZ | MITY11 | 8 | Minety
NTZ | MILH11 | 1 | Mill Hill |  |  | NTZ | MOFF1- | 13 | Moffat
NTZ | MILW3- | 14 | Millennium Wind Farm |  |  | NTZ | MOSM3Q | 13 | Mossmorran
NTZ | MITY11 | 8 | Minety |  |  | NTZ | MOSM3R | 13 | Mossmorran
NTZ | MOFF1- | 13 | Moffat |  |  | NTZ | MOSS1S | 14 | Mossford
NTZ | MOSM3Q | 13 | Mossmorran |  |  | NTZ | MOSS1T | 14 | Mossford
NTZ | MOSM3R | 13 | Mossmorran |  |  | NTZ | MYBS3J | 14 | Mybster
NTZ | MOSS1S | 14 | Mossford |  |  | NTZ | MYBS3K | 14 | Mybster
NTZ | MOSS1T | 14 | Mossford |  |  | NTZ | NAIR3- | 14 | Nairn
NTZ | MYBS3J | 14 | Mybster |  |  | NTZ | NANT1Q | 14 | Nant
NTZ | MYBS3K | 14 | Mybster |  |  | NTZ | NEAR3- | 13 | Newarthill
NTZ | NAIR3- | 14 | Nairn |  |  | NTZ | NECH11 | 5 | Nechells
NTZ | NANT1Q | 14 | Nant |  |  | NTZ | NECT41 | 1 | Necton
NTZ | NEAR3- | 13 | Newarthill |  |  | NTZ | NECU1- | 13 | New Cumnock
NTZ | NECH11 | 5 | Nechells |  |  | NTZ | NEEP31 | 12 | Neepsend
NTZ | NECT41 | 1 | Necton |  |  | NTZ | NETS3- | 13 | Newton Stewart
NTZ | NECU1- | 13 | New Cumnock |  |  | NTZ | NEWX61 | 3 | New Cross
NTZ | NEEP31 | 12 | Neepsend |  |  | NTZ | NFLE11 | 9 | Northfleet East
NTZ | NETS3- | 13 | Newton Stewart |  |  | NTZ | NHYD61 | 8 | North Hyde
NTZ | NEWX11 | 3 | New Cross NR |  |  | NTZ | NINF11 | 9 | Ninfield
NTZ | NEWX61 | 3 | New Cross |  |  | NTZ | NORM1* | 1 | Norwich Main
NTZ | NFLE11 | 9 | Northfleet East |  |  | NTZ | NORM12 | 1 | Norwich Main
NTZ | NHYD61 | 8 | North Hyde |  |  | NTZ | NORM13 | 1 | Norwich Main
NTZ | NINF11 | 9 | Ninfield |  |  | NTZ | NORM14 | 1 | Norwich Main
NTZ | NORL31 | 12 | Norton Lees |  |  | NTZ | NORM15 | 1 | Norwich Main
NTZ | NORM11 | 1 | Norwich Main |  |  | NTZ | NORL31 | 12 | Norton Lees
NTZ | NORM12 | 1 | Norwich Main |  |  | NTZ | NORT11 | 6 | Norton
NTZ | NORM13 | 1 | Norwich Main |  |  | NTZ | NURS11 | 8 | Nursling
NTZ | NORM14 | 1 | Norwich Main |  |  | NTZ | OCKH11 | 5 | Ocker Hill
NTZ | NORM15 | 1 | Norwich Main |  |  | NTZ | OFFE31 | 6 | Offerton
NTZ | NORT11 | 6 | Norton |  |  | NTZ | OFFE32 | 6 | Offerton
NTZ | NURS11 | 8 | Nursling |  |  | NTZ | OLDB11 | 5 | Oldbury
NTZ | OCKH11 | 5 | Ocker Hill |  |  | NTZ | ORMO31 | 7 | Ormonde
NTZ | OFFE31 | 6 | Offerton |  |  | NTZ | ORRI3- | 14 | Orrin
NTZ | OFFE32 | 6 | Offerton |  |  | NTZ | OSBA11 | 6 | Osbaldwick
NTZ | OLDB11 | 5 | Oldbury |  |  | NTZ | PADI11 | 7 | Padiham
NTZ | ORMO31 | 7 | Ormonde |  |  | NTZ | PAFB4A | 2 | Patford Bridge
NTZ | ORRI3- | 14 | Orrin |  |  | NTZ | PAFB4B | 2 | Patford Bridge
NTZ | OSBA11 | 6 | Osbaldwick |  |  | NTZ | PAIS3- | 13 | Paisley
NTZ | PADI11 | 7 | Padiham |  |  | NTZ | PART3- | 13 | Partick
NTZ | PAFB4A | 2 | Patford Bridge |  |  | NTZ | PEHE1- | 14 | Peterhead
NTZ | PAFB4B | 2 | Patford Bridge |  |  | NTZ | PEHE2- | 14 | Peterhead
NTZ | PAIS3- | 13 | Paisley |  |  | NTZ | PEHG3- | 14 | Peterhead Grange
NTZ | PART3- | 13 | Partick |  |  | NTZ | PELH11 | 1 | Pelham
NTZ | PEHE1- | 14 | Peterhead |  |  | NTZ | PEMB11 | 10 | Pembroke
NTZ | PEHE2- | 14 | Peterhead |  |  | NTZ | PEMB41 | 10 | Pembroke
NTZ | PEHG3- | 14 | Peterhead Grange |  |  | NTZ | PENE11 | 7 | Penwortham East
NTZ | PELH11 | 1 | Pelham |  |  | NTZ | PENN11 | 5 | Penn
NTZ | PEMB11 | 10 | Pembroke |  |  | NTZ | PENT11 | 4 | Pentir
NTZ | PEMB41 | 10 | Pembroke |  |  | NTZ | PENW11 | 7 | Penwortham West
NTZ | PENE11 | 7 | Penwortham East |  |  | NTZ | PERH11 | 4 | Penrhos
NTZ | PENN11 | 5 | Penn |  |  | NTZ | PERS3- | 14 | Persley
NTZ | PENT11 | 4 | Pentir |  |  | NTZ | PITS31 | 12 | Pitsmoor
NTZ | PENW11 | 7 | Penwortham West |  |  | NTZ | PITS32 | 12 | Pitsmoor
NTZ | PERH11 | 4 | Penrhos |  |  | NTZ | POOB3- | 13 | Portobello
NTZ | PERS3- | 14 | Persley |  |  | NTZ | POPP21 | 6 | Poppleton
NTZ | PITS31 | 12 | Pitsmoor |  |  | NTZ | POPP31 | 6 | Poppleton
NTZ | PITS32 | 12 | Pitsmoor |  |  | NTZ | PORA3- | 14 | Port Ann
NTZ | POOB3- | 13 | Portobello |  |  | NTZ | PORD3- | 13 | Port Dundas
NTZ | POPP21 | 6 | Poppleton |  |  | NTZ | PORH11 | 5 | Port Ham
NTZ | POPP31 | 6 | Poppleton |  |  | NTZ | PUDM41 | 3 | Pudding Mill Lane
NTZ | PORA3- | 14 | Port Ann |  |  | NTZ | PYLE11 | 10 | Pyle
NTZ | PORD3- | 13 | Port Dundas |  |  | NTZ | QUOI1- | 14 | Quoich
NTZ | PORH11 | 5 | Port Ham |  |  | NTZ | QUOI1Q | 14 | Quoich
NTZ | PUDM41 | 3 | Pudding Mill Lane |  |  | NTZ | RAIN11 | 4 | Rainhill
NTZ | PYLE11 | 10 | Pyle |  |  | NTZ | RANN1Q | 14 | Rannoch
NTZ | QUOI1- | 14 | Quoich |  |  | NTZ | RANN1R | 14 | Rannoch
NTZ | QUOI1Q | 14 | Quoich |  |  | NTZ | RAOF31 | 1 | Race Bank Offshore
NTZ | RAIN11 | 4 | Rainhill |  |  | NTZ | RAOF32 | 1 | Race Bank Offshore
NTZ | RANN1Q | 14 | Rannoch |  |  | NTZ | RAOF33 | 1 | Race Bank Offshore
NTZ | RANN1R | 14 | Rannoch |  |  | NTZ | RAOF34 | 1 | Race Bank Offshore
NTZ | RAOF31 | 1 | Race Bank Offshore |  |  | NTZ | RASS11 | 10 | Rassau
NTZ | RAOF32 | 1 | Race Bank Offshore |  |  | NTZ | RATS11 | 2 | Ratcliffe on Soar
NTZ | RAOF33 | 1 | Race Bank Offshore |  |  | NTZ | RATS41 | 2 | Ratcliffe on Soar
NTZ | RAOF34 | 1 | Race Bank Offshore |  |  | NTZ | RATS42 | 2 | Ratcliffe on Soar
NTZ | RASS11 | 10 | Rassau |  |  | NTZ | RAYM11 | 1 | Rayleigh Main
NTZ | RATS11 | 2 | Ratcliffe on Soar |  |  | NTZ | REBR31 | 3 | Redbridge
NTZ | RATS41 | 2 | Ratcliffe on Soar |  |  | NTZ | REBR32 | 3 | Redbridge
NTZ | RATS42 | 2 | Ratcliffe on Soar |  |  | NTZ | REDH3- | 13 | Redhouse
NTZ | RAYM11 | 1 | Rayleigh Main |  |  | NTZ | REDM3- | 14 | Redmoss
NTZ | REBR31 | 3 | Redbridge |  |  | NTZ | RHIG41 | 10 | Rhigos
NTZ | REBR32 | 3 | Redbridge |  |  | NTZ | RICH4 | 9 | Richborough (NEMOLINK)
NTZ | REDH3- | 13 | Redhouse |  |  | NTZ | ROCH11 | 7 | Rochdale
NTZ | REDM3- | 14 | Redmoss |  |  | NTZ | ROCK1A | 4 | Rocksavage
NTZ | RHIG41 | 10 | Rhigos |  |  | NTZ | ROCK41 | 4 | Rocksavage
NTZ | RICH41 | 9 | Richborough (NEMOLINK) |  |  | NTZ | RREW30 | 7 | Robin Rigg East Wind Farm
NTZ | ROCH11 | 7 | Rochdale |  |  | NTZ | RRWW30 | 7 | Robin Rigg West Wind Farm
NTZ | ROCK1A | 4 | Rocksavage |  |  | NTZ | RUGE11 | 5 | Rugeley
NTZ | ROCK41 | 4 | Rocksavage |  |  | NTZ | RUGE41 | 5 | Rugeley
NTZ | RREW10 | 7 | Robin Rigg East Wind Farm |  |  | NTZ | RYEH11 | 1 | Rye House
NTZ | RRWW10 | 7 | Robin Rigg West Wind Farm |  |  | NTZ | RYEH41 | 1 | Rye House
NTZ | RUGE11 | 5 | Rugeley |  |  | NTZ | RYHA41 | 2 | Ryhall NR
NTZ | RUGE41 | 5 | Rugeley |  |  | NTZ | RYHA4B | 2 | Ryhall NR
NTZ | RYEH11 | 1 | Rye House |  |  | NTZ | SACO3J | 13 | Saltcoats
NTZ | RYEH41 | 1 | Rye House |  |  | NTZ | SACO3K | 13 | Saltcoats
NTZ | RYHA41 | 2 | Ryhall NR |  |  | NTZ | SAEN11 | 12 | Saltend North
NTZ | RYHA4B | 2 | Ryhall NR |  |  | NTZ | SAES21 | 12 | Saltend South
NTZ | SACO3J | 13 | Saltcoats |  |  | NTZ | SALH11 | 6 | Saltholme
NTZ | SACO3K | 13 | Saltcoats |  |  | NTZ | SANX1Q | 13 | St Andrews Cross
NTZ | SAEN11 | 12 | Saltend North |  |  | NTZ | SANX1R | 13 | St Andrews Cross
NTZ | SAES21 | 12 | Saltend South |  |  | NTZ | SANX3- | 13 | St Andrews Cross
NTZ | SALH11 | 6 | Saltholme |  |  | NTZ | SASA11 | 4 | St. Asaph
NTZ | SANX1Q | 13 | St Andrews Cross |  |  | NTZ | SEAB11 | 11 | Sea Bank
NTZ | SANX1R | 13 | St Andrews Cross |  |  | NTZ | SEAB41 | 11 | Sea Bank
NTZ | SANX3- | 13 | St Andrews Cross |  |  | NTZ | SELL11 | 9 | Sellindge
NTZ | SASA11 | 4 | St. Asaph |  |  | NTZ | SELL41 | 9 | Sellindge
NTZ | SEAB11 | 11 | Sea Bank |  |  | NTZ | SFEG1S | 14 | St Fergus Gas Terminal
NTZ | SEAB41 | 11 | Sea Bank |  |  | NTZ | SFEG1T | 14 | St Fergus Gas Terminal
NTZ | SELL11 | 9 | Sellindge |  |  | NTZ | SFEM1Q | 14 | St Fergus Mobile
NTZ | SELL41 | 9 | Sellindge |  |  | NTZ | SFEM1R | 14 | St Fergus Mobile
NTZ | SFEG1S | 14 | St Fergus Gas Terminal |  |  | NTZ | SFIL1Q | 14 | St Fillians
NTZ | SFEG1T | 14 | St Fergus Gas Terminal |  |  | NTZ | SHBA41 | 12 | South Humber Bank
NTZ | SFEM1Q | 14 | St Fergus Mobile |  |  | NTZ | SHEC31 | 12 | Sheffield City
NTZ | SFEM1R | 14 | St Fergus Mobile |  |  | NTZ | SHIN3- | 14 | Shin
NTZ | SFIL1Q | 14 | St Fillians |  |  | NTZ | SHRE11 | 5 | Shrewsbury
NTZ | SHBA41 | 12 | South Humber Bank |  |  | NTZ | SHRU3- | 13 | Shrubhill
NTZ | SHEC31 | 12 | Sheffield City |  |  | NTZ | SIGH3A | 13 | Sighthill
NTZ | SHIN3- | 14 | Shin |  |  | NTZ | SING41 | 9 | Singlewell
NTZ | SHRE11 | 5 | Shrewsbury |  |  | NTZ | SIZE1* | 1 | Sizewell
NTZ | SHRU3- | 13 | Shrubhill |  |  | NTZ | SIZE41 | 1 | Sizewell
NTZ | SIGH3A | 13 | Sighthill |  |  | NTZ | SJOW11 | 3 | St John's Wood
NTZ | SING41 | 9 | Singlewell |  |  | NTZ | SKLG11 | 12 | Skelton Grange
NTZ | SIZE1- | 1 | Sizewell |  |  | NTZ | SLOY1L | 14 | Sloy
NTZ | SIZE41 | 1 | Sizewell |  |  | NTZ | SLOY1M | 14 | Sloy
NTZ | SJOW11 | 3 | St John's Wood |  |  | NTZ | SLOY1P | 14 | Sloy
NTZ | SKLG11 | 12 | Skelton Grange |  |  | NTZ | SMAN11 | 7 | South Manchester
NTZ | SLOY1L | 14 | Sloy |  |  | NTZ | SPAV3- | 13 | Spango Valley
NTZ | SLOY1M | 14 | Sloy |  |  | NTZ | SPEN11 | 6 | Spennymoor
NTZ | SLOY1P | 14 | Sloy |  |  | NTZ | SPLN41 | 2 | Spalding North
NTZ | SMAN11 | 7 | South Manchester |  |  | NTZ | SSAW30 | 1 | Sheringham Shoal Wind Farm
NTZ | SPAV3- | 13 | Spango Valley |  |  | NTZ | SSBW30 | 1 | Sheringham Shoal Wind Farm
NTZ | SPEN11 | 6 | Spennymoor |  |  | NTZ | SSHI31 | 6 | South Shields
NTZ | SPLN41 | 2 | Spalding North |  |  | NTZ | STAH11 | 7 | Stanah
NTZ | SSAW30 | 1 | Sheringham Shoal Wind Farm |  |  | NTZ | STAL11 | 7 | Stalybridge
NTZ | SSBW30 | 1 | Sheringham Shoal Wind Farm |  |  | NTZ | STAY41 | 2 | Staythorpe
NTZ | SSHI31 | 6 | South Shields |  |  | NTZ | STEN11 | 6 | Stella North
NTZ | STAH11 | 7 | Stanah |  |  | NTZ | STES11 | 6 | Stella South
NTZ | STAL11 | 7 | Stalybridge |  |  | NTZ | STHA3- | 13 | Strathaven
NTZ | STAL21 | 7 | Stalybridge NR |  |  | NTZ | STIR3- | 13 | Stirling
NTZ | STAY41 | 2 | Staythorpe |  |  | NTZ | STLE1- | 13 | Strathleven
NTZ | STEN11 | 6 | Stella North |  |  | NTZ | STLE3S | 13 | Strathleven
NTZ | STES11 | 6 | Stella South |  |  | NTZ | STOB11 | 2 | Stoke Bardolph
NTZ | STHA3- | 13 | Strathaven |  |  | NTZ | STRB3W | 14 | Strathbrora
NTZ | STIR3- | 13 | Stirling |  |  | NTZ | STRI3- | 14 | Strichen
NTZ | STLE1- | 13 | Strathleven |  |  | NTZ | STRW31 | 14 | Strathy
NTZ | STLE3S | 13 | Strathleven |  |  | NTZ | STYC11 | 2 | Staythorpe
NTZ | STOB11 | 2 | Stoke Bardolph |  |  | NTZ | SUND11 | 1 | Sundon
NTZ | STOR11 | 14 | Stornoway |  |  | NTZ | SWAN11 | 10 | Swansea North
NTZ | STRB3W | 14 | Strathbrora |  |  | NTZ | TARL3- | 14 | Tarland
NTZ | STRI3- | 14 | Strichen |  |  | NTZ | TAUN11 | 11 | Taunton
NTZ | STRW31 | 14 | Strathy |  |  | NTZ | TAYN3- | 14 | Taynuilt
NTZ | STYC11 | 2 | Staythorpe |  |  | NTZ | TELR3- | 13 | Telford Road
NTZ | SUND11 | 1 | Sundon |  |  | NTZ | TEMP31 | 12 | Templeborough
NTZ | SWAN11 | 10 | Swansea North |  |  | NTZ | THOM61 | 12 | Thorpe Marsh
NTZ | TARL3- | 14 | Tarland |  |  | NTZ | THOW30 | 9 | Thanet Wind Farm
NTZ | TAUN11 | 11 | Taunton |  |  | NTZ | THSO3- | 14 | Thurso South
NTZ | TAYN3- | 14 | Taynuilt |  |  | NTZ | THUR61 | 12 | Thurcroft
NTZ | TELR3- | 13 | Telford Road |  |  | NTZ | TILB11 | 1 | Tilbury
NTZ | TEMP31 | 12 | Templeborough |  |  | NTZ | TINP31 | 12 | Tinsley Park Steelworks
NTZ | THOM61 | 12 | Thorpe Marsh |  |  | NTZ | TINP32 | 12 | Tinsley Park Steelworks
NTZ | THOW30 | 9 | Thanet Wind Farm |  |  | NTZ | TODP61 | 6 | Tod Point
NTZ | THUR61 | 12 | Thurcroft |  |  | NTZ | TONG1- | 13 | Tongland
NTZ | THUS3- | 14 | Thurso South |  |  | NTZ | TORN4- | 13 | Torness
NTZ | TILB11 | 1 | Tilbury |  |  | NTZ | TOTT11 | 1 | Tottenham
NTZ | TINP31 | 12 | Tinsley Park Steelworks |  |  | NTZ | TRAW11 | 4 | Trawsfynydd
NTZ | TINP32 | 12 | Tinsley Park Steelworks |  |  | NTZ | TREM31 | 10 | Tremorfa
NTZ | TODP61 | 6 | Tod Point |  |  | NTZ | TUMB1Q | 14 | Tummel Bridge
NTZ | TONG1- | 13 | Tongland |  |  | NTZ | TUMB1R | 14 | Tummel Bridge
NTZ | TORN4- | 13 | Torness |  |  | NTZ | TYNE11 | 6 | Tynemouth
NTZ | TOTT11 | 1 | Tottenham |  |  | NTZ | UPPB11 | 10 | Upper Boat
NTZ | TRAW11 | 4 | Trawsfynydd |  |  | NTZ | UPPB31 | 10 | Upper Boat
NTZ | TREM31 | 10 | Tremorfa |  |  | NTZ | USKM11 | 10 | Uskmouth
NTZ | TUMB1Q | 14 | Tummel Bridge |  |  | NTZ | USKM21 | 10 | Uskmouth
NTZ | TUMB1R | 14 | Tummel Bridge |  |  | NTZ | WAAW30 | 7 | Walney 1 Offshore Substation
NTZ | TYNE11 | 6 | Tynemouth |  |  | NTZ | WABW30 | 7 | Walney 2 Offshore Substation
NTZ | UPPB11 | 10 | Upper Boat |  |  | NTZ | WALP11 | 1 | Walpole
NTZ | UPPB31 | 10 | Upper Boat |  |  | NTZ | WALP41 | 1 | Walpole (Sutton Bridge)
NTZ | USKM11 | 10 | Uskmouth |  |  | NTZ | WARL11 | 1 | Warley
NTZ | USKM21 | 10 | Uskmouth |  |  | NTZ | WASF11 | 7 | Washway Farm
NTZ | WAAW30 | 7 | Walney 1 Offshore Substation |  |  | NTZ | WATS11 | 1 | Watford South
NTZ | WABW30 | 7 | Walney 2 Offshore Substation |  |  | NTZ | WBOL61 | 6 | West Boldon
NTZ | WALP11 | 1 | Walpole |  |  | NTZ | WBUR11 | 2 | West Burton
NTZ | WALP41 | 1 | Walpole (Sutton Bridge) |  |  | NTZ | WBUR41 | 2 | West Burton
NTZ | WARL11 | 1 | Warley |  |  | NTZ | WBUR42 | 2 | West Burton
NTZ | WASF11 | 7 | Washway Farm |  |  | NTZ | WDSW30 | 7 | West Of Duddon Sands Offshore WF
NTZ | WATS11 | 1 | Watford South |  |  | NTZ | WERW30 | 12 | Westermost Rough Wind Farm
NTZ | WBOL61 | 6 | West Boldon |  |  | NTZ | WESE1- | 13 | Westerdod (Aikengall Wind Farm)
NTZ | WBUR11 | 2 | West Burton |  |  | NTZ | WFIE3- | 13 | Westfield
NTZ | WBUR41 | 2 | West Burton |  |  | NTZ | WGEO3- | 13 | West George Street
NTZ | WBUR42 | 2 | West Burton |  |  | NTZ | WHAM11 | 3 | West Ham
NTZ | WDSW30 | 7 | West Of Duddon Sands Offshore WF |  |  | NTZ | WHGA11 | 7 | Whitegate
NTZ | WERW30 | 12 | Westermost Rough Wind Farm |  |  | NTZ | WHHO3- | 13 | Whitehouse
NTZ | WFIE3- | 13 | Westfield |  |  | NTZ | WHSO31 | 10 | Whitson
NTZ | WGEO3- | 13 | West George Street |  |  | NTZ | WHTL1S | 14 | Whistlefield Boundary
NTZ | WHAM11 | 3 | West Ham |  |  | NTZ | WHTL1T | 14 | Whistlefield Boundary
NTZ | WHGA11 | 7 | Whitegate |  |  | NTZ | WIBA31 | 12 | Wincobank
NTZ | WHHO3- | 13 | Whitehouse |  |  | NTZ | WIEN11 | 5 | Willenhall
NTZ | WHSO31 | 10 | Whitson |  |  | NTZ | WILL11 | 2 | Willington
NTZ | WHTL1S | 14 | Whistlefield Boundary |  |  | NTZ | WIMB1* | 3 | Wimbledon
NTZ | WHTL1T | 14 | Whistlefield Boundary |  |  | NTZ | WIMB12 | 3 | Wimbledon
NTZ | WIBA31 | 12 | Wincobank |  |  | NTZ | WIMB13 | 3 | Wimbledon
NTZ | WIEN11 | 5 | Willenhall |  |  | NTZ | WIMB14 | 3 | Wimbledon
NTZ | WILL11 | 2 | Willington |  |  | NTZ | WIOW3- | 14 | Willowdale
NTZ | WIMB12 | 3 | Wimbledon |  |  | NTZ | WISD11 | 3 | Willesden
NTZ | WIMB13 | 3 | Wimbledon |  |  | NTZ | WISD61 | 3 | Willesden
NTZ | WIMB14 | 3 | Wimbledon |  |  | NTZ | WISH2- | 13 | Wishaw
NTZ | WIOW3- | 14 | Willowdale |  |  | NTZ | WISH3- | 13 | Wishaw
NTZ | WISD11 | 3 | Willesden |  |  | NTZ | WISH3S | 13 | Wishaw
NTZ | WISD61 | 3 | Willesden |  |  | NTZ | WISH3T | 13 | Wishaw
NTZ | WISH2- | 13 | Wishaw |  |  | NTZ | WLEE3A | 13 | Whitelee Extension
NTZ | WISH3- | 13 | Wishaw |  |  | NTZ | WLEE3B | 13 | Whitelee Extension
NTZ | WISH3S | 13 | Wishaw |  |  | NTZ | WLEE3C | 13 | Whitelee Extension
NTZ | WISH3T | 13 | Wishaw |  |  | NTZ | WLEX3A | 13 | Whitelee Extension
NTZ | WLEE3A | 13 | Whitelee Extension |  |  | NTZ | WLEX3B | 13 | Whitelee Extension
NTZ | WLEE3B | 13 | Whitelee Extension |  |  | NTZ | WLEX3C | 13 | Whitelee Extension
NTZ | WLEE3C | 13 | Whitelee Extension |  |  | NTZ | WMEL11 | 12 | West Melton
NTZ | WLEX3A | 13 | Whitelee Extension |  |  | NTZ | WOHI3- | 14 | Woodhill
NTZ | WLEX3B | 13 | Whitelee Extension |  |  | NTZ | WTHU31 | 1 | West Thurrock
NTZ | WLEX3C | 13 | Whitelee Extension |  |  | NTZ | WWEY11 | 9 | West Weybridge
NTZ | WMEL11 | 12 | West Melton |  |  | NTZ | WWEY12 | 9 | West Weybridge
NTZ | WOHI3- | 14 | Woodhill |  |  | NTZ | WYLF11 | 4 | Wylfa
NTZ | WTHU31 | 1 | West Thurrock |  |  | NTZ | WYLF41 | 4 | Wylfa
NTZ | WWEY11 | 9 | West Weybridge |  |  | NTZ | WYMO11 | 1 | Wymondley
NTZ | WWEY12 | 9 | West Weybridge |  |  | NTZ | WYMO41 | 1 | Wymondley
NTZ | WYLF11 | 4 | Wylfa
NTZ | WYLF41 | 4 | Wylfa
NTZ | WYMO11 | 1 | Wymondley
NTZ | WYMO41 | 1 | Wymondley
BM Unit to Zone Mapping | [5 empty] | BM Unit to Zone Mapping
| BM Unit Id | Zone |  |  |  |  | BM Unit Id | Zone
BTZ | 2__AALAB000 | 1 |  |  |  | BTZ | 2__AALAB000 | 1
BTZ | 2__AALAS000 | 1 |  |  |  | BTZ | 2__AALAS000 | 1
BTZ | 2__AALTI000 | 1 |  |  |  | BTZ | 2__AALBU000 | 1
BTZ | 2__AANGE000 | 1 |  |  |  | BTZ | 2__AALTI000 | 1
BTZ | 2__AANGE001 | 1 |  |  |  | BTZ | 2__AANGE000 | 1
BTZ | 2__AANGE002 | 1 |  |  |  | BTZ | 2__AANGE001 | 1
BTZ | 2__AANGE003 | 1 |  |  |  | BTZ | 2__AARIZ000 | 1
BTZ | 2__AANGE004 | 1 |  |  |  | BTZ | 2__AARRU000 | 1
BTZ | 2__AARIZ000 | 1 |  |  |  | BTZ | 2__AAVRO000 | 1
BTZ | 2__AARRU000 | 1 |  |  |  | BTZ | 2__AAXIS000 | 1
BTZ | 2__AAVRO000 | 1 |  |  |  | BTZ | 2__AAXPO000 | 1
BTZ | 2__AAXIS000 | 1 |  |  |  | BTZ | 2__AAZAC000 | 1
BTZ | 2__AAXPO000 | 1 |  |  |  | BTZ | 2__ABARB000 | 1
BTZ | 2__AAZAC000 | 1 |  |  |  | BTZ | 2__ABAYS000 | 1
BTZ | 2__ABARB000 | 1 |  |  |  | BTZ | 2__ABCFC000 | 1
BTZ | 2__ABAYS000 | 1 |  |  |  | BTZ | 2__ABETH000 | 1
BTZ | 2__ABCFC000 | 1 |  |  |  | BTZ | 2__ABGAS000 | 1
BTZ | 2__ABELS000 | 1 |  |  |  | BTZ | 2__ABIZZ000 | 1
BTZ | 2__ABETH000 | 1 |  |  |  | BTZ | 2__ABLBL000 | 1
BTZ | 2__ABGAS000 | 1 |  |  |  | BTZ | 2__ABNRG000 | 1
BTZ | 2__ABIZZ000 | 1 |  |  |  | BTZ | 2__ABORE000 | 1
BTZ | 2__ABLBL000 | 1 |  |  |  | BTZ | 2__ABREZ000 | 1
BTZ | 2__ABNRG000 | 1 |  |  |  | BTZ | 2__ABRZE000 | 1
BTZ | 2__ABORE000 | 1 |  |  |  | BTZ | 2__ABULN000 | 1
BTZ | 2__ABORO000 | 1 |  |  |  | BTZ | 2__ACALI000 | 1
BTZ | 2__ABOWF000 | 1 |  |  |  | BTZ | 2__ACALL000 | 1
BTZ | 2__ABPGM000 | 1 |  |  |  | BTZ | 2__ACBRA000 | 1
BTZ | 2__ABREZ000 | 1 |  |  |  | BTZ | 2__ACFWR000 | 1
BTZ | 2__ABRZE000 | 1 |  |  |  | BTZ | 2__ACILI000 | 1
BTZ | 2__ABULN000 | 1 |  |  |  | BTZ | 2__ACIRC000 | 1
BTZ | 2__ACALI000 | 1 |  |  |  | BTZ | 2__ACIRC001 | 1
BTZ | 2__ACALL000 | 1 |  |  |  | BTZ | 2__ACMRO000 | 1
BTZ | 2__ACBRA000 | 1 |  |  |  | BTZ | 2__ACNDL000 | 1
BTZ | 2__ACFWR000 | 1 |  |  |  | BTZ | 2__ACNRG000 | 1
BTZ | 2__ACILI000 | 1 |  |  |  | BTZ | 2__ACOLG000 | 1
BTZ | 2__ACIRC000 | 1 |  |  |  | BTZ | 2__ACOLO000 | 1
BTZ | 2__ACIRC001 | 1 |  |  |  | BTZ | 2__ACOMT000 | 1
BTZ | 2__ACMRO000 | 1 |  |  |  | BTZ | 2__ACOOP000 | 1
BTZ | 2__ACNDL000 | 1 |  |  |  | BTZ | 2__ACORE000 | 1
BTZ | 2__ACNDL001 | 1 |  |  |  | BTZ | 2__ACOUL000 | 1
BTZ | 2__ACNRD000 | 1 |  |  |  | BTZ | 2__ACOVE000 | 1
BTZ | 2__ACNRG000 | 1 |  |  |  | BTZ | 2__ACPPR000 | 1
BTZ | 2__ACOLG000 | 1 |  |  |  | BTZ | 2__ACYCL000 | 1
BTZ | 2__ACOLO000 | 1 |  |  |  | BTZ | 2__ADESL000 | 1
BTZ | 2__ACOMT000 | 1 |  |  |  | BTZ | 2__ADFDL000 | 1
BTZ | 2__ACONI000 | 1 |  |  |  | BTZ | 2__ADIRA000 | 1
BTZ | 2__ACOOP000 | 1 |  |  |  | BTZ | 2__ADNRG000 | 1
BTZ | 2__ACORE000 | 1 |  |  |  | BTZ | 2__ADRGI000 | 1
BTZ | 2__ACOUL000 | 1 |  |  |  | BTZ | 2__ADUAL000 | 1
BTZ | 2__ACOVE000 | 1 |  |  |  | BTZ | 2__AEBES000 | 1
BTZ | 2__ACPPR000 | 1 |  |  |  | BTZ | 2__AECOA000 | 1
BTZ | 2__ACYCL000 | 1 |  |  |  | BTZ | 2__AECON000 | 1
BTZ | 2__ADESL000 | 1 |  |  |  | BTZ | 2__AECOT000 | 1
BTZ | 2__ADFDL000 | 1 |  |  |  | BTZ | 2__AEDDI000 | 1
BTZ | 2__ADIRA000 | 1 |  |  |  | BTZ | 2__AEDGE000 | 1
BTZ | 2__ADNRG000 | 1 |  |  |  | BTZ | 2__AEDIR000 | 1
BTZ | 2__ADRGI000 | 1 |  |  |  | BTZ | 2__AEELC000 | 1
BTZ | 2__ADUAL000 | 1 |  |  |  | BTZ | 2__AEENG000 | 1
BTZ | 2__AEBES000 | 1 |  |  |  | BTZ | 2__AEESL000 | 1
BTZ | 2__AECOA000 | 1 |  |  |  | BTZ | 2__AEETL000 | 1
BTZ | 2__AECON000 | 1 |  |  |  | BTZ | 2__AEFLS000 | 1
BTZ | 2__AECOT000 | 1 |  |  |  | BTZ | 2__AEGML000 | 1
BTZ | 2__AEDDI000 | 1 |  |  |  | BTZ | 2__AELEC000 | 1
BTZ | 2__AEDFE000 | 1 |  |  |  | BTZ | 2__AEMEB000 | 1
BTZ | 2__AEDGE000 | 1 |  |  |  | BTZ | 2__AEMZO000 | 1
BTZ | 2__AEDIR000 | 1 |  |  |  | BTZ | 2__AENDC000 | 1
BTZ | 2__AEELC000 | 1 |  |  |  | BTZ | 2__AENDC001 | 1
BTZ | 2__AEENG000 | 1 |  |  |  | BTZ | 2__AENDC002 | 1
BTZ | 2__AEETL000 | 1 |  |  |  | BTZ | 2__AENEC000 | 1
BTZ | 2__AEFLS000 | 1 |  |  |  | BTZ | 2__AENGQ000 | 1
BTZ | 2__AEGDX000 | 1 |  |  |  | BTZ | 2__AENRD000 | 1
BTZ | 2__AEGML000 | 1 |  |  |  | BTZ | 2__AENRD002 | 1
BTZ | 2__AELEC000 | 1 |  |  |  | BTZ | 2__AENRG000 | 1
BTZ | 2__AEMEB000 | 1 |  |  |  | BTZ | 2__AENRG002 | 1
BTZ | 2__AEMZO000 | 1 |  |  |  | BTZ | 2__AEOND000 | 1
BTZ | 2__AENDC000 | 1 |  |  |  | BTZ | 2__AEPHH000 | 1
BTZ | 2__AENDC001 | 1 |  |  |  | BTZ | 2__AESSL000 | 1
BTZ | 2__AENDC002 | 1 |  |  |  | BTZ | 2__AEURO000 | 1
BTZ | 2__AENEC000 | 1 |  |  |  | BTZ | 2__AEUST000 | 1
BTZ | 2__AENER000 | 1 |  |  |  | BTZ | 2__AEVER000 | 1
BTZ | 2__AENGQ000 | 1 |  |  |  | BTZ | 2__AEXGL000 | 1
BTZ | 2__AENRD000 | 1 |  |  |  | BTZ | 2__AFARA000 | 1
BTZ | 2__AENRD002 | 1 |  |  |  | BTZ | 2__AFARR000 | 1
BTZ | 2__AENRG000 | 1 |  |  |  | BTZ | 2__AFLEX000 | 1
BTZ | 2__AENRG002 | 1 |  |  |  | BTZ | 2__AFNRG000 | 1
BTZ | 2__AENRG003 | 1 |  |  |  | BTZ | 2__AFRST000 | 1
BTZ | 2__AEOND000 | 1 |  |  |  | BTZ | 2__AFSEN000 | 1
BTZ | 2__AEPHH000 | 1 |  |  |  | BTZ | 2__AFSEN001 | 1
BTZ | 2__AEQUI000 | 1 |  |  |  | BTZ | 2__AFXGL000 | 1
BTZ | 2__AESSL000 | 1 |  |  |  | BTZ | 2__AGALE000 | 1
BTZ | 2__AEURO000 | 1 |  |  |  | BTZ | 2__AGANY000 | 1
BTZ | 2__AEUST000 | 1 |  |  |  | BTZ | 2__AGESL000 | 1
BTZ | 2__AEVER000 | 1 |  |  |  | BTZ | 2__AGETW000 | 1
BTZ | 2__AEXGL000 | 1 |  |  |  | BTZ | 2__AGMTR000 | 1
BTZ | 2__AFARA000 | 1 |  |  |  | BTZ | 2__AGNRG000 | 1
BTZ | 2__AFARR000 | 1 |  |  |  | BTZ | 2__AGONG000 | 1
BTZ | 2__AFLEX000 | 1 |  |  |  | BTZ | 2__AHAVE000 | 1
BTZ | 2__AFLEX001 | 1 |  |  |  | BTZ | 2__AHAWK000 | 1
BTZ | 2__AFNRG000 | 1 |  |  |  | BTZ | 2__AHOLB000 | 1
BTZ | 2__AFRST000 | 1 |  |  |  | BTZ | 2__AHOME000 | 1
BTZ | 2__AFSEN000 | 1 |  |  |  | BTZ | 2__AHPOW000 | 1
BTZ | 2__AFSEN001 | 1 |  |  |  | BTZ | 2__AHPOW001 | 1
BTZ | 2__AFXGL000 | 1 |  |  |  | BTZ | 2__AHPOW002 | 1
BTZ | 2__AGALE000 | 1 |  |  |  | BTZ | 2__AHUDG000 | 1
BTZ | 2__AGANY000 | 1 |  |  |  | BTZ | 2__AHUDS000 | 1
BTZ | 2__AGESL000 | 1 |  |  |  | BTZ | 2__AHUDS001 | 1
BTZ | 2__AGETW000 | 1 |  |  |  | BTZ | 2__AHYDE000 | 1
BTZ | 2__AGLDE000 | 1 |  |  |  | BTZ | 2__AIMPO000 | 1
BTZ | 2__AGMTR000 | 1 |  |  |  | BTZ | 2__AINDE000 | 1
BTZ | 2__AGMTX000 | 1 |  |  |  | BTZ | 2__AINVE000 | 1
BTZ | 2__AGNRG000 | 1 |  |  |  | BTZ | 2__AIRES000 | 1
BTZ | 2__AGONG000 | 1 |  |  |  | BTZ | 2__AIRID000 | 1
BTZ | 2__AGOOD000 | 1 |  |  |  | BTZ | 2__AJERE000 | 1
BTZ | 2__AHAVE000 | 1 |  |  |  | BTZ | 2__AKENS000 | 1
BTZ | 2__AHAWK000 | 1 |  |  |  | BTZ | 2__ALIGH000 | 1
BTZ | 2__AHOLB000 | 1 |  |  |  | BTZ | 2__ALILY000 | 1
BTZ | 2__AHOME000 | 1 |  |  |  | BTZ | 2__ALIME000 | 1
BTZ | 2__AHPOW000 | 1 |  |  |  | BTZ | 2__ALOND000 | 1
BTZ | 2__AHPOW001 | 1 |  |  |  | BTZ | 2__ALORM000 | 1
BTZ | 2__AHPOW002 | 1 |  |  |  | BTZ | 2__ALUME000 | 1
BTZ | 2__AHUDG000 | 1 |  |  |  | BTZ | 2__ALUMO000 | 1
BTZ | 2__AHUDS000 | 1 |  |  |  | BTZ | 2__ALVDR000 | 1
BTZ | 2__AHUDS001 | 1 |  |  |  | BTZ | 2__AMAEL000 | 1
BTZ | 2__AHYDE000 | 1 |  |  |  | BTZ | 2__AMAET000 | 1
BTZ | 2__AIAMP000 | 1 |  |  |  | BTZ | 2__AMAGN000 | 1
BTZ | 2__AIMPO000 | 1 |  |  |  | BTZ | 2__AMAIN000 | 1
BTZ | 2__AINDE000 | 1 |  |  |  | BTZ | 2__AMANW000 | 1
BTZ | 2__AINVE000 | 1 |  |  |  | BTZ | 2__AMARB000 | 1
BTZ | 2__AIRES000 | 1 |  |  |  | BTZ | 2__AMARI000 | 1
BTZ | 2__AIRID000 | 1 |  |  |  | BTZ | 2__AMATT000 | 1
BTZ | 2__AJERE000 | 1 |  |  |  | BTZ | 2__AMIDE000 | 1
BTZ | 2__AKENS000 | 1 |  |  |  | BTZ | 2__AMINT000 | 1
BTZ | 2__ALIGH000 | 1 |  |  |  | BTZ | 2__AMISS000 | 1
BTZ | 2__ALILY000 | 1 |  |  |  | BTZ | 2__AMONT000 | 1
BTZ | 2__ALIME000 | 1 |  |  |  | BTZ | 2__AMRCY000 | 1
BTZ | 2__ALOND000 | 1 |  |  |  | BTZ | 2__AMTRL000 | 1
BTZ | 2__ALOND001 | 1 |  |  |  | BTZ | 2__ANATP000 | 1
BTZ | 2__ALORM000 | 1 |  |  |  | BTZ | 2__ANCKL000 | 1
BTZ | 2__ALUME000 | 1 |  |  |  | BTZ | 2__ANEEB000 | 1
BTZ | 2__ALUMO000 | 1 |  |  |  | BTZ | 2__ANEVA000 | 1
BTZ | 2__ALVDR000 | 1 |  |  |  | BTZ | 2__ANEWP000 | 1
BTZ | 2__AMAEL000 | 1 |  |  |  | BTZ | 2__ANORW000 | 1
BTZ | 2__AMAET000 | 1 |  |  |  | BTZ | 2__ANUCE000 | 1
BTZ | 2__AMAGN000 | 1 |  |  |  | BTZ | 2__AOBER000 | 1
BTZ | 2__AMAIN000 | 1 |  |  |  | BTZ | 2__AOGAS000 | 1
BTZ | 2__AMANW000 | 1 |  |  |  | BTZ | 2__AOPAL000 | 1
BTZ | 2__AMARB000 | 1 |  |  |  | BTZ | 2__AOREB000 | 1
BTZ | 2__AMARI000 | 1 |  |  |  | BTZ | 2__AOREG000 | 1
BTZ | 2__AMATT000 | 1 |  |  |  | BTZ | 2__AOSMI000 | 1
BTZ | 2__AMIDE000 | 1 |  |  |  | BTZ | 2__AOVOE000 | 1
BTZ | 2__AMINT000 | 1 |  |  |  | BTZ | 2__AOXPO000 | 1
BTZ | 2__AMISS000 | 1 |  |  |  | BTZ | 2__APADD000 | 1
BTZ | 2__AMONT000 | 1 |  |  |  | BTZ | 2__APALL000 | 1
BTZ | 2__AMRCY000 | 1 |  |  |  | BTZ | 2__APARK000 | 1
BTZ | 2__AMTRL000 | 1 |  |  |  | BTZ | 2__APGEN000 | 1
BTZ | 2__ANATP000 | 1 |  |  |  | BTZ | 2__APILO000 | 1
BTZ | 2__ANCKL000 | 1 |  |  |  | BTZ | 2__APION000 | 1
BTZ | 2__ANEEB000 | 1 |  |  |  | BTZ | 2__APIRO000 | 1
BTZ | 2__ANEVA000 | 1 |  |  |  | BTZ | 2__APOWQ000 | 1
BTZ | 2__ANEWP000 | 1 |  |  |  | BTZ | 2__APROZ000 | 1
BTZ | 2__ANORW000 | 1 |  |  |  | BTZ | 2__APSUK000 | 1
BTZ | 2__ANUCE000 | 1 |  |  |  | BTZ | 2__APURE000 | 1
BTZ | 2__AOGAS000 | 1 |  |  |  | BTZ | 2__APUTY000 | 1
BTZ | 2__AOMNI000 | 1 |  |  |  | BTZ | 2__AQEEN000 | 1
BTZ | 2__AOPAL000 | 1 |  |  |  | BTZ | 2__ARAYL000 | 1
BTZ | 2__AOREB000 | 1 |  |  |  | BTZ | 2__AREGE000 | 1
BTZ | 2__AOREG000 | 1 |  |  |  | BTZ | 2__ARENC000 | 1
BTZ | 2__AOSMI000 | 1 |  |  |  | BTZ | 2__ARHOD000 | 1
BTZ | 2__AOVAL000 | 1 |  |  |  | BTZ | 2__AROSE000 | 1
BTZ | 2__AOVOE000 | 1 |  |  |  | BTZ | 2__ARUTH000 | 1
BTZ | 2__AOXPO000 | 1 |  |  |  | BTZ | 2__ARWED000 | 1
BTZ | 2__APADD000 | 1 |  |  |  | BTZ | 2__ASANT000 | 1
BTZ | 2__APALL000 | 1 |  |  |  | BTZ | 2__ASAPH000 | 1
BTZ | 2__APERL000 | 1 |  |  |  | BTZ | 2__ASATU000 | 1
BTZ | 2__APGEN000 | 1 |  |  |  | BTZ | 2__ASCAF000 | 1
BTZ | 2__APILO000 | 1 |  |  |  | BTZ | 2__ASEEB000 | 1
BTZ | 2__APION000 | 1 |  |  |  | BTZ | 2__ASEEE000 | 1
BTZ | 2__APIRO000 | 1 |  |  |  | BTZ | 2__ASING000 | 1
BTZ | 2__APOWQ000 | 1 |  |  |  | BTZ | 2__ASINQ000 | 1
BTZ | 2__APROZ000 | 1 |  |  |  | BTZ | 2__ASIRO000 | 1
BTZ | 2__APSUK000 | 1 |  |  |  | BTZ | 2__ASKLN000 | 1
BTZ | 2__APURE000 | 1 |  |  |  | BTZ | 2__ASLVR000 | 1
BTZ | 2__APUTY000 | 1 |  |  |  | BTZ | 2__ASMAR000 | 1
BTZ | 2__AQEEN000 | 1 |  |  |  | BTZ | 2__ASNFR000 | 1
BTZ | 2__ARAYL000 | 1 |  |  |  | BTZ | 2__ASOUT000 | 1
BTZ | 2__AREGE000 | 1 |  |  |  | BTZ | 2__ASPAL000 | 1
BTZ | 2__ARENC000 | 1 |  |  |  | BTZ | 2__ASPOW000 | 1
BTZ | 2__ARHOD000 | 1 |  |  |  | BTZ | 2__ASPRK000 | 1
BTZ | 2__AROSE000 | 1 |  |  |  | BTZ | 2__ASTAT000 | 1
BTZ | 2__ARUTH000 | 1 |  |  |  | BTZ | 2__ASWAE000 | 1
BTZ | 2__ARWED000 | 1 |  |  |  | BTZ | 2__ASWDP000 | 1
BTZ | 2__ASANT000 | 1 |  |  |  | BTZ | 2__ASWEB000 | 1
BTZ | 2__ASAPH000 | 1 |  |  |  | BTZ | 2__ASWEL000 | 1
BTZ | 2__ASATU000 | 1 |  |  |  | BTZ | 2__ASYMB000 | 1
BTZ | 2__ASCAF000 | 1 |  |  |  | BTZ | 2__ATANA000 | 1
BTZ | 2__ASEEB000 | 1 |  |  |  | BTZ | 2__ATEMP000 | 1
BTZ | 2__ASEEE000 | 1 |  |  |  | BTZ | 2__ATEXA000 | 1
BTZ | 2__ASIMC000 | 1 |  |  |  | BTZ | 2__ATGPL000 | 1
BTZ | 2__ASING000 | 1 |  |  |  | BTZ | 2__ATHLE000 | 1
BTZ | 2__ASINQ000 | 1 |  |  |  | BTZ | 2__ATHRE000 | 1
BTZ | 2__ASIRO000 | 1 |  |  |  | BTZ | 2__ATLWD000 | 1
BTZ | 2__ASKID000 | 1 |  |  |  | BTZ | 2__ATNDO000 | 1
BTZ | 2__ASKLN000 | 1 |  |  |  | BTZ | 2__ATOGO000 | 1
BTZ | 2__ASLVR000 | 1 |  |  |  | BTZ | 2__ATOTO000 | 1
BTZ | 2__ASMAR000 | 1 |  |  |  | BTZ | 2__ATRAM000 | 1
BTZ | 2__ASNFR000 | 1 |  |  |  | BTZ | 2__ATREX000 | 1
BTZ | 2__ASOUT000 | 1 |  |  |  | BTZ | 2__ATULP000 | 1
BTZ | 2__ASPAL000 | 1 |  |  |  | BTZ | 2__AUKPR000 | 1
BTZ | 2__ASPOW000 | 1 |  |  |  | BTZ | 2__AVAVU000 | 1
BTZ | 2__ASPRK000 | 1 |  |  |  | BTZ | 2__AVERM000 | 1
BTZ | 2__ASQKY000 | 1 |  |  |  | BTZ | 2__AVETS000 | 1
BTZ | 2__ASTAT000 | 1 |  |  |  | BTZ | 2__AVIPR000 | 1
BTZ | 2__ASWAE000 | 1 |  |  |  | BTZ | 2__AVIRG000 | 1
BTZ | 2__ASWDP000 | 1 |  |  |  | BTZ | 2__AVNGA000 | 1
BTZ | 2__ASWEB000 | 1 |  |  |  | BTZ | 2__AVNQT000 | 1
BTZ | 2__ASWEL000 | 1 |  |  |  | BTZ | 2__AVOLT000 | 1
BTZ | 2__ASYMB000 | 1 |  |  |  | BTZ | 2__AWASH000 | 1
BTZ | 2__ATEMP000 | 1 |  |  |  | BTZ | 2__AYELG000 | 1
BTZ | 2__ATEXA000 | 1 |  |  |  | BTZ | 2__AZPYR000 | 1
BTZ | 2__ATGPL000 | 1 |  |  |  | BTZ | 2__BALAB000 | 2
BTZ | 2__ATHLE000 | 1 |  |  |  | BTZ | 2__BALAS000 | 2
BTZ | 2__ATHRE000 | 1 |  |  |  | BTZ | 2__BALBU000 | 2
BTZ | 2__ATILL000 | 1 |  |  |  | BTZ | 2__BALTI000 | 2
BTZ | 2__ATLWD000 | 1 |  |  |  | BTZ | 2__BANGE000 | 2
BTZ | 2__ATNDO000 | 1 |  |  |  | BTZ | 2__BANGE001 | 2
BTZ | 2__ATOGO000 | 1 |  |  |  | BTZ | 2__BARIZ000 | 2
BTZ | 2__ATONB000 | 1 |  |  |  | BTZ | 2__BARRU000 | 2
BTZ | 2__ATOTO000 | 1 |  |  |  | BTZ | 2__BAVRO000 | 2
BTZ | 2__ATRAM000 | 1 |  |  |  | BTZ | 2__BAXIS000 | 2
BTZ | 2__ATREX000 | 1 |  |  |  | BTZ | 2__BAXPO000 | 2
BTZ | 2__ATULP000 | 1 |  |  |  | BTZ | 2__BAZAC000 | 2
BTZ | 2__AUKPR000 | 1 |  |  |  | BTZ | 2__BBARB000 | 2
BTZ | 2__AVERM000 | 1 |  |  |  | BTZ | 2__BBAYS000 | 2
BTZ | 2__AVETS000 | 1 |  |  |  | BTZ | 2__BBCFC000 | 2
BTZ | 2__AVIPR000 | 1 |  |  |  | BTZ | 2__BBETH000 | 2
BTZ | 2__AVIRG000 | 1 |  |  |  | BTZ | 2__BBGAS000 | 2
BTZ | 2__AVNGA000 | 1 |  |  |  | BTZ | 2__BBIZZ000 | 2
BTZ | 2__AVNQT000 | 1 |  |  |  | BTZ | 2__BBLBL000 | 2
BTZ | 2__AVOLT000 | 1 |  |  |  | BTZ | 2__BBNRG000 | 2
BTZ | 2__AVOLT001 | 1 |  |  |  | BTZ | 2__BBORE000 | 2
BTZ | 2__AWASH000 | 1 |  |  |  | BTZ | 2__BBREZ000 | 2
BTZ | 2__AWILL000 | 1 |  |  |  | BTZ | 2__BBRZE000 | 2
BTZ | 2__AYELG000 | 1 |  |  |  | BTZ | 2__BBULN000 | 2
BTZ | 2__AYNRG000 | 1 |  |  |  | BTZ | 2__BCALI000 | 2
BTZ | 2__AZPYR000 | 1 |  |  |  | BTZ | 2__BCALL000 | 2
BTZ | 2__AZYTH000 | 1 |  |  |  | BTZ | 2__BCBRA000 | 2
BTZ | 2__BALAB000 | 2 |  |  |  | BTZ | 2__BCFWR000 | 2
BTZ | 2__BALAS000 | 2 |  |  |  | BTZ | 2__BCILI000 | 2
BTZ | 2__BALTI000 | 2 |  |  |  | BTZ | 2__BCIRC000 | 2
BTZ | 2__BANGE000 | 2 |  |  |  | BTZ | 2__BCIRC001 | 2
BTZ | 2__BANGE001 | 2 |  |  |  | BTZ | 2__BCMRO000 | 2
BTZ | 2__BANGE002 | 2 |  |  |  | BTZ | 2__BCNDL000 | 2
BTZ | 2__BANGE003 | 2 |  |  |  | BTZ | 2__BCNRG000 | 2
BTZ | 2__BANGE004 | 2 |  |  |  | BTZ | 2__BCOLG000 | 2
BTZ | 2__BARIZ000 | 2 |  |  |  | BTZ | 2__BCOLO000 | 2
BTZ | 2__BARRU000 | 2 |  |  |  | BTZ | 2__BCOMT000 | 2
BTZ | 2__BAVRO000 | 2 |  |  |  | BTZ | 2__BCOOP000 | 2
BTZ | 2__BAXIS000 | 2 |  |  |  | BTZ | 2__BCOOP001 | 2
BTZ | 2__BAXPO000 | 2 |  |  |  | BTZ | 2__BCORE000 | 2
BTZ | 2__BAZAC000 | 2 |  |  |  | BTZ | 2__BCOUL000 | 2
BTZ | 2__BBARB000 | 2 |  |  |  | BTZ | 2__BCOVE000 | 2
BTZ | 2__BBAYS000 | 2 |  |  |  | BTZ | 2__BCPPR000 | 2
BTZ | 2__BBCFC000 | 2 |  |  |  | BTZ | 2__BCYCL000 | 2
BTZ | 2__BBELS000 | 2 |  |  |  | BTZ | 2__BDESL000 | 2
BTZ | 2__BBETH000 | 2 |  |  |  | BTZ | 2__BDFDL000 | 2
BTZ | 2__BBGAS000 | 2 |  |  |  | BTZ | 2__BDIRA000 | 2
BTZ | 2__BBIZZ000 | 2 |  |  |  | BTZ | 2__BDNRG000 | 2
BTZ | 2__BBLBL000 | 2 |  |  |  | BTZ | 2__BDRGI000 | 2
BTZ | 2__BBNRG000 | 2 |  |  |  | BTZ | 2__BDUAL000 | 2
BTZ | 2__BBORE000 | 2 |  |  |  | BTZ | 2__BEBES000 | 2
BTZ | 2__BBORO000 | 2 |  |  |  | BTZ | 2__BECOA000 | 2
BTZ | 2__BBOWF000 | 2 |  |  |  | BTZ | 2__BECON000 | 2
BTZ | 2__BBPGM000 | 2 |  |  |  | BTZ | 2__BECOT000 | 2
BTZ | 2__BBREZ000 | 2 |  |  |  | BTZ | 2__BEDDI000 | 2
BTZ | 2__BBRZE000 | 2 |  |  |  | BTZ | 2__BEDGE000 | 2
BTZ | 2__BBULN000 | 2 |  |  |  | BTZ | 2__BEDIR000 | 2
BTZ | 2__BCALI000 | 2 |  |  |  | BTZ | 2__BEELC000 | 2
BTZ | 2__BCALL000 | 2 |  |  |  | BTZ | 2__BEENG000 | 2
BTZ | 2__BCBRA000 | 2 |  |  |  | BTZ | 2__BEESL000 | 2
BTZ | 2__BCFWR000 | 2 |  |  |  | BTZ | 2__BEETL000 | 2
BTZ | 2__BCILI000 | 2 |  |  |  | BTZ | 2__BEFLS000 | 2
BTZ | 2__BCIRC000 | 2 |  |  |  | BTZ | 2__BEGML000 | 2
BTZ | 2__BCIRC001 | 2 |  |  |  | BTZ | 2__BELEC000 | 2
BTZ | 2__BCMRO000 | 2 |  |  |  | BTZ | 2__BEMEB000 | 2
BTZ | 2__BCNDL000 | 2 |  |  |  | BTZ | 2__BEMZO000 | 2
BTZ | 2__BCNRD000 | 2 |  |  |  | BTZ | 2__BENDC000 | 2
BTZ | 2__BCNRG000 | 2 |  |  |  | BTZ | 2__BENDC001 | 2
BTZ | 2__BCOLG000 | 2 |  |  |  | BTZ | 2__BENDC002 | 2
BTZ | 2__BCOLO000 | 2 |  |  |  | BTZ | 2__BENEC000 | 2
BTZ | 2__BCOMT000 | 2 |  |  |  | BTZ | 2__BENGQ000 | 2
BTZ | 2__BCONI000 | 2 |  |  |  | BTZ | 2__BENRD000 | 2
BTZ | 2__BCOOP000 | 2 |  |  |  | BTZ | 2__BENRD002 | 2
BTZ | 2__BCOOP001 | 2 |  |  |  | BTZ | 2__BENRG000 | 2
BTZ | 2__BCORE000 | 2 |  |  |  | BTZ | 2__BENRG002 | 2
BTZ | 2__BCOUL000 | 2 |  |  |  | BTZ | 2__BEOND000 | 2
BTZ | 2__BCOVE000 | 2 |  |  |  | BTZ | 2__BEPHH000 | 2
BTZ | 2__BCPPR000 | 2 |  |  |  | BTZ | 2__BESSL000 | 2
BTZ | 2__BCYCL000 | 2 |  |  |  | BTZ | 2__BEURO000 | 2
BTZ | 2__BDESL000 | 2 |  |  |  | BTZ | 2__BEUST000 | 2
BTZ | 2__BDFDL000 | 2 |  |  |  | BTZ | 2__BEVER000 | 2
BTZ | 2__BDIRA000 | 2 |  |  |  | BTZ | 2__BEXGL000 | 2
BTZ | 2__BDNRG000 | 2 |  |  |  | BTZ | 2__BFARA000 | 2
BTZ | 2__BDRGI000 | 2 |  |  |  | BTZ | 2__BFARR000 | 2
BTZ | 2__BDUAL000 | 2 |  |  |  | BTZ | 2__BFLEX000 | 2
BTZ | 2__BEBES000 | 2 |  |  |  | BTZ | 2__BFLEX001 | 2
BTZ | 2__BECOA000 | 2 |  |  |  | BTZ | 2__BFNRG000 | 2
BTZ | 2__BECON000 | 2 |  |  |  | BTZ | 2__BFRST000 | 2
BTZ | 2__BECOT000 | 2 |  |  |  | BTZ | 2__BFSEN000 | 2
BTZ | 2__BEDDI000 | 2 |  |  |  | BTZ | 2__BFSEN001 | 2
BTZ | 2__BEDFE000 | 2 |  |  |  | BTZ | 2__BFSEN002 | 2
BTZ | 2__BEDGE000 | 2 |  |  |  | BTZ | 2__BFXGL000 | 2
BTZ | 2__BEDIR000 | 2 |  |  |  | BTZ | 2__BGALE000 | 2
BTZ | 2__BEELC000 | 2 |  |  |  | BTZ | 2__BGANY000 | 2
BTZ | 2__BEENG000 | 2 |  |  |  | BTZ | 2__BGESL000 | 2
BTZ | 2__BEETL000 | 2 |  |  |  | BTZ | 2__BGETW000 | 2
BTZ | 2__BEFLS000 | 2 |  |  |  | BTZ | 2__BGMTR000 | 2
BTZ | 2__BEGDX000 | 2 |  |  |  | BTZ | 2__BGNRG000 | 2
BTZ | 2__BEGML000 | 2 |  |  |  | BTZ | 2__BGONG000 | 2
BTZ | 2__BELEC000 | 2 |  |  |  | BTZ | 2__BHAVE000 | 2
BTZ | 2__BEMEB000 | 2 |  |  |  | BTZ | 2__BHAWK000 | 2
BTZ | 2__BEMZO000 | 2 |  |  |  | BTZ | 2__BHOLB000 | 2
BTZ | 2__BENDC000 | 2 |  |  |  | BTZ | 2__BHOME000 | 2
BTZ | 2__BENDC001 | 2 |  |  |  | BTZ | 2__BHPOW000 | 2
BTZ | 2__BENDC002 | 2 |  |  |  | BTZ | 2__BHPOW001 | 2
BTZ | 2__BENEC000 | 2 |  |  |  | BTZ | 2__BHPOW002 | 2
BTZ | 2__BENER000 | 2 |  |  |  | BTZ | 2__BHUDG000 | 2
BTZ | 2__BENGQ000 | 2 |  |  |  | BTZ | 2__BHUDS000 | 2
BTZ | 2__BENRD000 | 2 |  |  |  | BTZ | 2__BHUDS001 | 2
BTZ | 2__BENRD002 | 2 |  |  |  | BTZ | 2__BHYDE000 | 2
BTZ | 2__BENRG000 | 2 |  |  |  | BTZ | 2__BIMPO000 | 2
BTZ | 2__BENRG002 | 2 |  |  |  | BTZ | 2__BINDE000 | 2
BTZ | 2__BENRG003 | 2 |  |  |  | BTZ | 2__BINVE000 | 2
BTZ | 2__BEOND000 | 2 |  |  |  | BTZ | 2__BIRES000 | 2
BTZ | 2__BEPHH000 | 2 |  |  |  | BTZ | 2__BIRID000 | 2
BTZ | 2__BEQUI000 | 2 |  |  |  | BTZ | 2__BJERE000 | 2
BTZ | 2__BESSL000 | 2 |  |  |  | BTZ | 2__BKENS000 | 2
BTZ | 2__BEURO000 | 2 |  |  |  | BTZ | 2__BLIGH000 | 2
BTZ | 2__BEUST000 | 2 |  |  |  | BTZ | 2__BLILY000 | 2
BTZ | 2__BEVER000 | 2 |  |  |  | BTZ | 2__BLIME000 | 2
BTZ | 2__BEXGL000 | 2 |  |  |  | BTZ | 2__BLOND000 | 2
BTZ | 2__BFARA000 | 2 |  |  |  | BTZ | 2__BLORM000 | 2
BTZ | 2__BFARR000 | 2 |  |  |  | BTZ | 2__BLUME000 | 2
BTZ | 2__BFLEX000 | 2 |  |  |  | BTZ | 2__BLUMO000 | 2
BTZ | 2__BFLEX001 | 2 |  |  |  | BTZ | 2__BLVDR000 | 2
BTZ | 2__BFNRG000 | 2 |  |  |  | BTZ | 2__BMAEL000 | 2
BTZ | 2__BFRST000 | 2 |  |  |  | BTZ | 2__BMAET000 | 2
BTZ | 2__BFSEN000 | 2 |  |  |  | BTZ | 2__BMAGN000 | 2
BTZ | 2__BFSEN001 | 2 |  |  |  | BTZ | 2__BMAIN000 | 2
BTZ | 2__BFSEN002 | 2 |  |  |  | BTZ | 2__BMANW000 | 2
BTZ | 2__BFXGL000 | 2 |  |  |  | BTZ | 2__BMARB000 | 2
BTZ | 2__BGALE000 | 2 |  |  |  | BTZ | 2__BMARI000 | 2
BTZ | 2__BGANY000 | 2 |  |  |  | BTZ | 2__BMATT000 | 2
BTZ | 2__BGESL000 | 2 |  |  |  | BTZ | 2__BMIDE000 | 2
BTZ | 2__BGETW000 | 2 |  |  |  | BTZ | 2__BMINT000 | 2
BTZ | 2__BGLDE000 | 2 |  |  |  | BTZ | 2__BMISS000 | 2
BTZ | 2__BGMTR000 | 2 |  |  |  | BTZ | 2__BMONT000 | 2
BTZ | 2__BGMTX000 | 2 |  |  |  | BTZ | 2__BMRCY000 | 2
BTZ | 2__BGNRG000 | 2 |  |  |  | BTZ | 2__BMTRL000 | 2
BTZ | 2__BGONG000 | 2 |  |  |  | BTZ | 2__BNATP000 | 2
BTZ | 2__BGOOD000 | 2 |  |  |  | BTZ | 2__BNCKL000 | 2
BTZ | 2__BHAVE000 | 2 |  |  |  | BTZ | 2__BNEEB000 | 2
BTZ | 2__BHAWK000 | 2 |  |  |  | BTZ | 2__BNEVA000 | 2
BTZ | 2__BHOLB000 | 2 |  |  |  | BTZ | 2__BNEWP000 | 2
BTZ | 2__BHOME000 | 2 |  |  |  | BTZ | 2__BNORW000 | 2
BTZ | 2__BHPOW000 | 2 |  |  |  | BTZ | 2__BNUCE000 | 2
BTZ | 2__BHPOW001 | 2 |  |  |  | BTZ | 2__BOBER000 | 2
BTZ | 2__BHPOW002 | 2 |  |  |  | BTZ | 2__BOGAS000 | 2
BTZ | 2__BHUDG000 | 2 |  |  |  | BTZ | 2__BOPAL000 | 2
BTZ | 2__BHUDS000 | 2 |  |  |  | BTZ | 2__BOREB000 | 2
BTZ | 2__BHUDS001 | 2 |  |  |  | BTZ | 2__BOREG000 | 2
BTZ | 2__BHYDE000 | 2 |  |  |  | BTZ | 2__BOSMI000 | 2
BTZ | 2__BIAMP000 | 2 |  |  |  | BTZ | 2__BOVOE000 | 2
BTZ | 2__BIMPO000 | 2 |  |  |  | BTZ | 2__BOXPO000 | 2
BTZ | 2__BINDE000 | 2 |  |  |  | BTZ | 2__BPADD000 | 2
BTZ | 2__BINVE000 | 2 |  |  |  | BTZ | 2__BPALL000 | 2
BTZ | 2__BIRES000 | 2 |  |  |  | BTZ | 2__BPARK000 | 2
BTZ | 2__BIRID000 | 2 |  |  |  | BTZ | 2__BPGEN000 | 2
BTZ | 2__BJERE000 | 2 |  |  |  | BTZ | 2__BPILO000 | 2
BTZ | 2__BKENS000 | 2 |  |  |  | BTZ | 2__BPION000 | 2
BTZ | 2__BLIGH000 | 2 |  |  |  | BTZ | 2__BPIRO000 | 2
BTZ | 2__BLILY000 | 2 |  |  |  | BTZ | 2__BPOWQ000 | 2
BTZ | 2__BLIME000 | 2 |  |  |  | BTZ | 2__BPROZ000 | 2
BTZ | 2__BLOND000 | 2 |  |  |  | BTZ | 2__BPSUK000 | 2
BTZ | 2__BLOND001 | 2 |  |  |  | BTZ | 2__BPURE000 | 2
BTZ | 2__BLOND002 | 2 |  |  |  | BTZ | 2__BPUTY000 | 2
BTZ | 2__BLORM000 | 2 |  |  |  | BTZ | 2__BQEEN000 | 2
BTZ | 2__BLUME000 | 2 |  |  |  | BTZ | 2__BRAYL000 | 2
BTZ | 2__BLUMO000 | 2 |  |  |  | BTZ | 2__BREGE000 | 2
BTZ | 2__BLVDR000 | 2 |  |  |  | BTZ | 2__BRENC000 | 2
BTZ | 2__BMAEL000 | 2 |  |  |  | BTZ | 2__BRHOD000 | 2
BTZ | 2__BMAET000 | 2 |  |  |  | BTZ | 2__BROSE000 | 2
BTZ | 2__BMAGN000 | 2 |  |  |  | BTZ | 2__BRUTH000 | 2
BTZ | 2__BMAIN000 | 2 |  |  |  | BTZ | 2__BRWED000 | 2
BTZ | 2__BMANW000 | 2 |  |  |  | BTZ | 2__BSANT000 | 2
BTZ | 2__BMARB000 | 2 |  |  |  | BTZ | 2__BSAPH000 | 2
BTZ | 2__BMARB001 | 2 |  |  |  | BTZ | 2__BSATU000 | 2
BTZ | 2__BMARI000 | 2 |  |  |  | BTZ | 2__BSCAF000 | 2
BTZ | 2__BMATT000 | 2 |  |  |  | BTZ | 2__BSEEB000 | 2
BTZ | 2__BMIDE000 | 2 |  |  |  | BTZ | 2__BSEEE000 | 2
BTZ | 2__BMINT000 | 2 |  |  |  | BTZ | 2__BSING000 | 2
BTZ | 2__BMISS000 | 2 |  |  |  | BTZ | 2__BSINQ000 | 2
BTZ | 2__BMONT000 | 2 |  |  |  | BTZ | 2__BSIRO000 | 2
BTZ | 2__BMRCY000 | 2 |  |  |  | BTZ | 2__BSKLN000 | 2
BTZ | 2__BMTRL000 | 2 |  |  |  | BTZ | 2__BSLVR000 | 2
BTZ | 2__BNATP000 | 2 |  |  |  | BTZ | 2__BSMAR000 | 2
BTZ | 2__BNCKL000 | 2 |  |  |  | BTZ | 2__BSNFR000 | 2
BTZ | 2__BNEEB000 | 2 |  |  |  | BTZ | 2__BSOUT000 | 2
BTZ | 2__BNEVA000 | 2 |  |  |  | BTZ | 2__BSPAL000 | 2
BTZ | 2__BNEWP000 | 2 |  |  |  | BTZ | 2__BSPOW000 | 2
BTZ | 2__BNORW000 | 2 |  |  |  | BTZ | 2__BSPRK000 | 2
BTZ | 2__BNUCE000 | 2 |  |  |  | BTZ | 2__BSTAT000 | 2
BTZ | 2__BOGAS000 | 2 |  |  |  | BTZ | 2__BSWAE000 | 2
BTZ | 2__BOMNI000 | 2 |  |  |  | BTZ | 2__BSWDP000 | 2
BTZ | 2__BOPAL000 | 2 |  |  |  | BTZ | 2__BSWEB000 | 2
BTZ | 2__BOREB000 | 2 |  |  |  | BTZ | 2__BSWEL000 | 2
BTZ | 2__BOREG000 | 2 |  |  |  | BTZ | 2__BSYMB000 | 2
BTZ | 2__BOSMI000 | 2 |  |  |  | BTZ | 2__BTANA000 | 2
BTZ | 2__BOVAL000 | 2 |  |  |  | BTZ | 2__BTEMP000 | 2
BTZ | 2__BOVOE000 | 2 |  |  |  | BTZ | 2__BTEXA000 | 2
BTZ | 2__BOXPO000 | 2 |  |  |  | BTZ | 2__BTGPL000 | 2
BTZ | 2__BPADD000 | 2 |  |  |  | BTZ | 2__BTHLE000 | 2
BTZ | 2__BPALL000 | 2 |  |  |  | BTZ | 2__BTHRE000 | 2
BTZ | 2__BPERL000 | 2 |  |  |  | BTZ | 2__BTLWD000 | 2
BTZ | 2__BPGEN000 | 2 |  |  |  | BTZ | 2__BTNDO000 | 2
BTZ | 2__BPILO000 | 2 |  |  |  | BTZ | 2__BTOGO000 | 2
BTZ | 2__BPION000 | 2 |  |  |  | BTZ | 2__BTOTO000 | 2
BTZ | 2__BPIRO000 | 2 |  |  |  | BTZ | 2__BTRAM000 | 2
BTZ | 2__BPOWQ000 | 2 |  |  |  | BTZ | 2__BTREX000 | 2
BTZ | 2__BPROZ000 | 2 |  |  |  | BTZ | 2__BTULP000 | 2
BTZ | 2__BPSUK000 | 2 |  |  |  | BTZ | 2__BUKPR000 | 2
BTZ | 2__BPURE000 | 2 |  |  |  | BTZ | 2__BVAVU000 | 2
BTZ | 2__BPUTY000 | 2 |  |  |  | BTZ | 2__BVERM000 | 2
BTZ | 2__BQEEN000 | 2 |  |  |  | BTZ | 2__BVETS000 | 2
BTZ | 2__BRAYL000 | 2 |  |  |  | BTZ | 2__BVIPR000 | 2
BTZ | 2__BREGE000 | 2 |  |  |  | BTZ | 2__BVIRG000 | 2
BTZ | 2__BRENC000 | 2 |  |  |  | BTZ | 2__BVNGA000 | 2
BTZ | 2__BRHOD000 | 2 |  |  |  | BTZ | 2__BVNQT000 | 2
BTZ | 2__BROSE000 | 2 |  |  |  | BTZ | 2__BVOLT000 | 2
BTZ | 2__BRUTH000 | 2 |  |  |  | BTZ | 2__BWASH000 | 2
BTZ | 2__BRWED000 | 2 |  |  |  | BTZ | 2__BYELG000 | 2
BTZ | 2__BRWED001 | 2 |  |  |  | BTZ | 2__BZPYR000 | 2
BTZ | 2__BSANT000 | 2 |  |  |  | BTZ | 2__CALAB000 | 3
BTZ | 2__BSAPH000 | 2 |  |  |  | BTZ | 2__CALAS000 | 3
BTZ | 2__BSATU000 | 2 |  |  |  | BTZ | 2__CALBU000 | 3
BTZ | 2__BSCAF000 | 2 |  |  |  | BTZ | 2__CALTI000 | 3
BTZ | 2__BSEEB000 | 2 |  |  |  | BTZ | 2__CANGE000 | 3
BTZ | 2__BSEEE000 | 2 |  |  |  | BTZ | 2__CARIZ000 | 3
BTZ | 2__BSIMC000 | 2 |  |  |  | BTZ | 2__CARRU000 | 3
BTZ | 2__BSING000 | 2 |  |  |  | BTZ | 2__CAVRO000 | 3
BTZ | 2__BSINQ000 | 2 |  |  |  | BTZ | 2__CAXIS000 | 3
BTZ | 2__BSIRO000 | 2 |  |  |  | BTZ | 2__CAXPO000 | 3
BTZ | 2__BSKID000 | 2 |  |  |  | BTZ | 2__CAZAC000 | 3
BTZ | 2__BSKLN000 | 2 |  |  |  | BTZ | 2__CBARB000 | 3
BTZ | 2__BSLVR000 | 2 |  |  |  | BTZ | 2__CBAYS000 | 3
BTZ | 2__BSMAR000 | 2 |  |  |  | BTZ | 2__CBCFC000 | 3
BTZ | 2__BSMAR002 | 2 |  |  |  | BTZ | 2__CBETH000 | 3
BTZ | 2__BSNFR000 | 2 |  |  |  | BTZ | 2__CBGAS000 | 3
BTZ | 2__BSOUT000 | 2 |  |  |  | BTZ | 2__CBIZZ000 | 3
BTZ | 2__BSPAL000 | 2 |  |  |  | BTZ | 2__CBLBL000 | 3
BTZ | 2__BSPOW000 | 2 |  |  |  | BTZ | 2__CBNRG000 | 3
BTZ | 2__BSPRK000 | 2 |  |  |  | BTZ | 2__CBORE000 | 3
BTZ | 2__BSQKY000 | 2 |  |  |  | BTZ | 2__CBREZ000 | 3
BTZ | 2__BSTAT000 | 2 |  |  |  | BTZ | 2__CBRZE000 | 3
BTZ | 2__BSWAE000 | 2 |  |  |  | BTZ | 2__CBULN000 | 3
BTZ | 2__BSWDP000 | 2 |  |  |  | BTZ | 2__CCALI000 | 3
BTZ | 2__BSWEB000 | 2 |  |  |  | BTZ | 2__CCALL000 | 3
BTZ | 2__BSWEL000 | 2 |  |  |  | BTZ | 2__CCBRA000 | 3
BTZ | 2__BSYMB000 | 2 |  |  |  | BTZ | 2__CCFWR000 | 3
BTZ | 2__BTEMP000 | 2 |  |  |  | BTZ | 2__CCILI000 | 3
BTZ | 2__BTEXA000 | 2 |  |  |  | BTZ | 2__CCIRC000 | 3
BTZ | 2__BTGPL000 | 2 |  |  |  | BTZ | 2__CCIRC001 | 3
BTZ | 2__BTHLE000 | 2 |  |  |  | BTZ | 2__CCMRO000 | 3
BTZ | 2__BTHRE000 | 2 |  |  |  | BTZ | 2__CCNDL000 | 3
BTZ | 2__BTILL000 | 2 |  |  |  | BTZ | 2__CCNRG000 | 3
BTZ | 2__BTLWD000 | 2 |  |  |  | BTZ | 2__CCOLG000 | 3
BTZ | 2__BTNDO000 | 2 |  |  |  | BTZ | 2__CCOLO000 | 3
BTZ | 2__BTOGO000 | 2 |  |  |  | BTZ | 2__CCOMT000 | 3
BTZ | 2__BTONB000 | 2 |  |  |  | BTZ | 2__CCOOP000 | 3
BTZ | 2__BTOTO000 | 2 |  |  |  | BTZ | 2__CCORE000 | 3
BTZ | 2__BTRAM000 | 2 |  |  |  | BTZ | 2__CCOUL000 | 3
BTZ | 2__BTREX000 | 2 |  |  |  | BTZ | 2__CCOVE000 | 3
BTZ | 2__BTULP000 | 2 |  |  |  | BTZ | 2__CCPPR000 | 3
BTZ | 2__BUKPR000 | 2 |  |  |  | BTZ | 2__CCYCL000 | 3
BTZ | 2__BUKPR001 | 2 |  |  |  | BTZ | 2__CDESL000 | 3
BTZ | 2__BVERM000 | 2 |  |  |  | BTZ | 2__CDFDL000 | 3
BTZ | 2__BVETS000 | 2 |  |  |  | BTZ | 2__CDIRA000 | 3
BTZ | 2__BVIPR000 | 2 |  |  |  | BTZ | 2__CDNRG000 | 3
BTZ | 2__BVIRG000 | 2 |  |  |  | BTZ | 2__CDRGI000 | 3
BTZ | 2__BVNGA000 | 2 |  |  |  | BTZ | 2__CDUAL000 | 3
BTZ | 2__BVNQT000 | 2 |  |  |  | BTZ | 2__CEBES000 | 3
BTZ | 2__BVOLT000 | 2 |  |  |  | BTZ | 2__CECOA000 | 3
BTZ | 2__BWASH000 | 2 |  |  |  | BTZ | 2__CECON000 | 3
BTZ | 2__BWILL000 | 2 |  |  |  | BTZ | 2__CECOT000 | 3
BTZ | 2__BYELG000 | 2 |  |  |  | BTZ | 2__CEDDI000 | 3
BTZ | 2__BYNRG000 | 2 |  |  |  | BTZ | 2__CEDGE000 | 3
BTZ | 2__BZPYR000 | 2 |  |  |  | BTZ | 2__CEDIR000 | 3
BTZ | 2__BZYTH000 | 2 |  |  |  | BTZ | 2__CEELC000 | 3
BTZ | 2__CALAB000 | 3 |  |  |  | BTZ | 2__CEENG000 | 3
BTZ | 2__CALAS000 | 3 |  |  |  | BTZ | 2__CEESL000 | 3
BTZ | 2__CALTI000 | 3 |  |  |  | BTZ | 2__CEETL000 | 3
BTZ | 2__CANGE000 | 3 |  |  |  | BTZ | 2__CEFLS000 | 3
BTZ | 2__CANGE001 | 3 |  |  |  | BTZ | 2__CEGML000 | 3
BTZ | 2__CANGE002 | 3 |  |  |  | BTZ | 2__CELEC000 | 3
BTZ | 2__CARIZ000 | 3 |  |  |  | BTZ | 2__CEMEB000 | 3
BTZ | 2__CARRU000 | 3 |  |  |  | BTZ | 2__CEMZO000 | 3
BTZ | 2__CAVRO000 | 3 |  |  |  | BTZ | 2__CENDC000 | 3
BTZ | 2__CAXIS000 | 3 |  |  |  | BTZ | 2__CENDC001 | 3
BTZ | 2__CAXPO000 | 3 |  |  |  | BTZ | 2__CENEC000 | 3
BTZ | 2__CAZAC000 | 3 |  |  |  | BTZ | 2__CENGQ000 | 3
BTZ | 2__CBARB000 | 3 |  |  |  | BTZ | 2__CENRD000 | 3
BTZ | 2__CBAYS000 | 3 |  |  |  | BTZ | 2__CENRD002 | 3
BTZ | 2__CBCFC000 | 3 |  |  |  | BTZ | 2__CENRG000 | 3
BTZ | 2__CBELS000 | 3 |  |  |  | BTZ | 2__CENRG002 | 3
BTZ | 2__CBETH000 | 3 |  |  |  | BTZ | 2__CEOND000 | 3
BTZ | 2__CBGAS000 | 3 |  |  |  | BTZ | 2__CEPHH000 | 3
BTZ | 2__CBIZZ000 | 3 |  |  |  | BTZ | 2__CESSL000 | 3
BTZ | 2__CBLBL000 | 3 |  |  |  | BTZ | 2__CEURO000 | 3
BTZ | 2__CBNRG000 | 3 |  |  |  | BTZ | 2__CEUST000 | 3
BTZ | 2__CBORE000 | 3 |  |  |  | BTZ | 2__CEVER000 | 3
BTZ | 2__CBORO000 | 3 |  |  |  | BTZ | 2__CEXGL000 | 3
BTZ | 2__CBOWF000 | 3 |  |  |  | BTZ | 2__CFARA000 | 3
BTZ | 2__CBPGM000 | 3 |  |  |  | BTZ | 2__CFARR000 | 3
BTZ | 2__CBREZ000 | 3 |  |  |  | BTZ | 2__CFLEX000 | 3
BTZ | 2__CBRZE000 | 3 |  |  |  | BTZ | 2__CFNRG000 | 3
BTZ | 2__CBULN000 | 3 |  |  |  | BTZ | 2__CFRST000 | 3
BTZ | 2__CCALI000 | 3 |  |  |  | BTZ | 2__CFSEN000 | 3
BTZ | 2__CCALL000 | 3 |  |  |  | BTZ | 2__CFXGL000 | 3
BTZ | 2__CCBRA000 | 3 |  |  |  | BTZ | 2__CGALE000 | 3
BTZ | 2__CCFWR000 | 3 |  |  |  | BTZ | 2__CGANY000 | 3
BTZ | 2__CCILI000 | 3 |  |  |  | BTZ | 2__CGESL000 | 3
BTZ | 2__CCIRC000 | 3 |  |  |  | BTZ | 2__CGETW000 | 3
BTZ | 2__CCIRC001 | 3 |  |  |  | BTZ | 2__CGMTR000 | 3
BTZ | 2__CCMRO000 | 3 |  |  |  | BTZ | 2__CGNRG000 | 3
BTZ | 2__CCNDL000 | 3 |  |  |  | BTZ | 2__CGONG000 | 3
BTZ | 2__CCNRD000 | 3 |  |  |  | BTZ | 2__CHAVE000 | 3
BTZ | 2__CCNRG000 | 3 |  |  |  | BTZ | 2__CHAWK000 | 3
BTZ | 2__CCOLG000 | 3 |  |  |  | BTZ | 2__CHOLB000 | 3
BTZ | 2__CCOLO000 | 3 |  |  |  | BTZ | 2__CHOME000 | 3
BTZ | 2__CCOMT000 | 3 |  |  |  | BTZ | 2__CHPOW000 | 3
BTZ | 2__CCONI000 | 3 |  |  |  | BTZ | 2__CHPOW001 | 3
BTZ | 2__CCOOP000 | 3 |  |  |  | BTZ | 2__CHPOW002 | 3
BTZ | 2__CCORE000 | 3 |  |  |  | BTZ | 2__CHUDG000 | 3
BTZ | 2__CCOUL000 | 3 |  |  |  | BTZ | 2__CHUDS000 | 3
BTZ | 2__CCOVE000 | 3 |  |  |  | BTZ | 2__CHYDE000 | 3
BTZ | 2__CCPPR000 | 3 |  |  |  | BTZ | 2__CIMPO000 | 3
BTZ | 2__CCYCL000 | 3 |  |  |  | BTZ | 2__CINDE000 | 3
BTZ | 2__CDESL000 | 3 |  |  |  | BTZ | 2__CINVE000 | 3
BTZ | 2__CDFDL000 | 3 |  |  |  | BTZ | 2__CIRES000 | 3
BTZ | 2__CDIRA000 | 3 |  |  |  | BTZ | 2__CIRID000 | 3
BTZ | 2__CDNRG000 | 3 |  |  |  | BTZ | 2__CJERE000 | 3
BTZ | 2__CDRGI000 | 3 |  |  |  | BTZ | 2__CKENS000 | 3
BTZ | 2__CDUAL000 | 3 |  |  |  | BTZ | 2__CLIGH000 | 3
BTZ | 2__CEBES000 | 3 |  |  |  | BTZ | 2__CLILY000 | 3
BTZ | 2__CECOA000 | 3 |  |  |  | BTZ | 2__CLIME000 | 3
BTZ | 2__CECON000 | 3 |  |  |  | BTZ | 2__CLOND000 | 3
BTZ | 2__CECOT000 | 3 |  |  |  | BTZ | 2__CLORM000 | 3
BTZ | 2__CEDDI000 | 3 |  |  |  | BTZ | 2__CLUME000 | 3
BTZ | 2__CEDFE000 | 3 |  |  |  | BTZ | 2__CLUMO000 | 3
BTZ | 2__CEDGE000 | 3 |  |  |  | BTZ | 2__CLVDR000 | 3
BTZ | 2__CEDIR000 | 3 |  |  |  | BTZ | 2__CMAEL000 | 3
BTZ | 2__CEELC000 | 3 |  |  |  | BTZ | 2__CMAET000 | 3
BTZ | 2__CEENG000 | 3 |  |  |  | BTZ | 2__CMAGN000 | 3
BTZ | 2__CEETL000 | 3 |  |  |  | BTZ | 2__CMAIN000 | 3
BTZ | 2__CEFLS000 | 3 |  |  |  | BTZ | 2__CMANW000 | 3
BTZ | 2__CEGDX000 | 3 |  |  |  | BTZ | 2__CMARB000 | 3
BTZ | 2__CEGML000 | 3 |  |  |  | BTZ | 2__CMARI000 | 3
BTZ | 2__CELEC000 | 3 |  |  |  | BTZ | 2__CMATT000 | 3
BTZ | 2__CEMEB000 | 3 |  |  |  | BTZ | 2__CMIDE000 | 3
BTZ | 2__CEMZO000 | 3 |  |  |  | BTZ | 2__CMINT000 | 3
BTZ | 2__CENDC000 | 3 |  |  |  | BTZ | 2__CMISS000 | 3
BTZ | 2__CENDC001 | 3 |  |  |  | BTZ | 2__CMONT000 | 3
BTZ | 2__CENDC002 | 3 |  |  |  | BTZ | 2__CMRCY000 | 3
BTZ | 2__CENEC000 | 3 |  |  |  | BTZ | 2__CMTRL000 | 3
BTZ | 2__CENER000 | 3 |  |  |  | BTZ | 2__CNATP000 | 3
BTZ | 2__CENGQ000 | 3 |  |  |  | BTZ | 2__CNCKL000 | 3
BTZ | 2__CENRD000 | 3 |  |  |  | BTZ | 2__CNEEB000 | 3
BTZ | 2__CENRD002 | 3 |  |  |  | BTZ | 2__CNEVA000 | 3
BTZ | 2__CENRG000 | 3 |  |  |  | BTZ | 2__CNEWP000 | 3
BTZ | 2__CENRG002 | 3 |  |  |  | BTZ | 2__CNORW000 | 3
BTZ | 2__CENRG003 | 3 |  |  |  | BTZ | 2__CNUCE000 | 3
BTZ | 2__CEOND000 | 3 |  |  |  | BTZ | 2__COBER000 | 3
BTZ | 2__CEPHH000 | 3 |  |  |  | BTZ | 2__COGAS000 | 3
BTZ | 2__CEQUI000 | 3 |  |  |  | BTZ | 2__COPAL000 | 3
BTZ | 2__CESSL000 | 3 |  |  |  | BTZ | 2__COREB000 | 3
BTZ | 2__CEURO000 | 3 |  |  |  | BTZ | 2__COREG000 | 3
BTZ | 2__CEUST000 | 3 |  |  |  | BTZ | 2__COSMI000 | 3
BTZ | 2__CEVER000 | 3 |  |  |  | BTZ | 2__COVOE000 | 3
BTZ | 2__CEXGL000 | 3 |  |  |  | BTZ | 2__COXPO000 | 3
BTZ | 2__CFARA000 | 3 |  |  |  | BTZ | 2__CPADD000 | 3
BTZ | 2__CFARR000 | 3 |  |  |  | BTZ | 2__CPALL000 | 3
BTZ | 2__CFLEX000 | 3 |  |  |  | BTZ | 2__CPARK000 | 3
BTZ | 2__CFNRG000 | 3 |  |  |  | BTZ | 2__CPGEN000 | 3
BTZ | 2__CFRST000 | 3 |  |  |  | BTZ | 2__CPILO000 | 3
BTZ | 2__CFSEN000 | 3 |  |  |  | BTZ | 2__CPION000 | 3
BTZ | 2__CFXGL000 | 3 |  |  |  | BTZ | 2__CPIRO000 | 3
BTZ | 2__CGALE000 | 3 |  |  |  | BTZ | 2__CPOWQ000 | 3
BTZ | 2__CGANY000 | 3 |  |  |  | BTZ | 2__CPROZ000 | 3
BTZ | 2__CGESL000 | 3 |  |  |  | BTZ | 2__CPSUK000 | 3
BTZ | 2__CGETW000 | 3 |  |  |  | BTZ | 2__CPURE000 | 3
BTZ | 2__CGLDE000 | 3 |  |  |  | BTZ | 2__CPUTY000 | 3
BTZ | 2__CGMTR000 | 3 |  |  |  | BTZ | 2__CQEEN000 | 3
BTZ | 2__CGMTX000 | 3 |  |  |  | BTZ | 2__CRAYL000 | 3
BTZ | 2__CGNRG000 | 3 |  |  |  | BTZ | 2__CREGE000 | 3
BTZ | 2__CGONG000 | 3 |  |  |  | BTZ | 2__CRENC000 | 3
BTZ | 2__CGOOD000 | 3 |  |  |  | BTZ | 2__CRHOD000 | 3
BTZ | 2__CHAVE000 | 3 |  |  |  | BTZ | 2__CROSE000 | 3
BTZ | 2__CHAWK000 | 3 |  |  |  | BTZ | 2__CRUTH000 | 3
BTZ | 2__CHOLB000 | 3 |  |  |  | BTZ | 2__CRWED000 | 3
BTZ | 2__CHOME000 | 3 |  |  |  | BTZ | 2__CSANT000 | 3
BTZ | 2__CHPOW000 | 3 |  |  |  | BTZ | 2__CSAPH000 | 3
BTZ | 2__CHPOW001 | 3 |  |  |  | BTZ | 2__CSATU000 | 3
BTZ | 2__CHPOW002 | 3 |  |  |  | BTZ | 2__CSCAF000 | 3
BTZ | 2__CHUDG000 | 3 |  |  |  | BTZ | 2__CSEEB000 | 3
BTZ | 2__CHUDS000 | 3 |  |  |  | BTZ | 2__CSEEE000 | 3
BTZ | 2__CHYDE000 | 3 |  |  |  | BTZ | 2__CSING000 | 3
BTZ | 2__CIAMP000 | 3 |  |  |  | BTZ | 2__CSINQ000 | 3
BTZ | 2__CIMPO000 | 3 |  |  |  | BTZ | 2__CSIRO000 | 3
BTZ | 2__CINDE000 | 3 |  |  |  | BTZ | 2__CSKLN000 | 3
BTZ | 2__CINVE000 | 3 |  |  |  | BTZ | 2__CSLVR000 | 3
BTZ | 2__CIRES000 | 3 |  |  |  | BTZ | 2__CSMAR000 | 3
BTZ | 2__CIRID000 | 3 |  |  |  | BTZ | 2__CSNFR000 | 3
BTZ | 2__CJERE000 | 3 |  |  |  | BTZ | 2__CSOUT000 | 3
BTZ | 2__CKENS000 | 3 |  |  |  | BTZ | 2__CSPAL000 | 3
BTZ | 2__CLIGH000 | 3 |  |  |  | BTZ | 2__CSPOW000 | 3
BTZ | 2__CLILY000 | 3 |  |  |  | BTZ | 2__CSPRK000 | 3
BTZ | 2__CLIME000 | 3 |  |  |  | BTZ | 2__CSTAT000 | 3
BTZ | 2__CLOND000 | 3 |  |  |  | BTZ | 2__CSWAE000 | 3
BTZ | 2__CLORM000 | 3 |  |  |  | BTZ | 2__CSWDP000 | 3
BTZ | 2__CLUME000 | 3 |  |  |  | BTZ | 2__CSWEB000 | 3
BTZ | 2__CLUMO000 | 3 |  |  |  | BTZ | 2__CSWEL000 | 3
BTZ | 2__CLVDR000 | 3 |  |  |  | BTZ | 2__CSYMB000 | 3
BTZ | 2__CMAEL000 | 3 |  |  |  | BTZ | 2__CTANA000 | 3
BTZ | 2__CMAET000 | 3 |  |  |  | BTZ | 2__CTEMP000 | 3
BTZ | 2__CMAGN000 | 3 |  |  |  | BTZ | 2__CTEXA000 | 3
BTZ | 2__CMAIN000 | 3 |  |  |  | BTZ | 2__CTGPL000 | 3
BTZ | 2__CMANW000 | 3 |  |  |  | BTZ | 2__CTHLE000 | 3
BTZ | 2__CMARB000 | 3 |  |  |  | BTZ | 2__CTHRE000 | 3
BTZ | 2__CMARI000 | 3 |  |  |  | BTZ | 2__CTLWD000 | 3
BTZ | 2__CMATT000 | 3 |  |  |  | BTZ | 2__CTNDO000 | 3
BTZ | 2__CMIDE000 | 3 |  |  |  | BTZ | 2__CTOGO000 | 3
BTZ | 2__CMINT000 | 3 |  |  |  | BTZ | 2__CTOTO000 | 3
BTZ | 2__CMISS000 | 3 |  |  |  | BTZ | 2__CTRAM000 | 3
BTZ | 2__CMONT000 | 3 |  |  |  | BTZ | 2__CTREX000 | 3
BTZ | 2__CMRCY000 | 3 |  |  |  | BTZ | 2__CTULP000 | 3
BTZ | 2__CMTRL000 | 3 |  |  |  | BTZ | 2__CUKPR000 | 3
BTZ | 2__CNATP000 | 3 |  |  |  | BTZ | 2__CVAVU000 | 3
BTZ | 2__CNCKL000 | 3 |  |  |  | BTZ | 2__CVERM000 | 3
BTZ | 2__CNEEB000 | 3 |  |  |  | BTZ | 2__CVETS000 | 3
BTZ | 2__CNEVA000 | 3 |  |  |  | BTZ | 2__CVIPR000 | 3
BTZ | 2__CNEWP000 | 3 |  |  |  | BTZ | 2__CVIRG000 | 3
BTZ | 2__CNORW000 | 3 |  |  |  | BTZ | 2__CVNGA000 | 3
BTZ | 2__CNUCE000 | 3 |  |  |  | BTZ | 2__CVNQT000 | 3
BTZ | 2__COGAS000 | 3 |  |  |  | BTZ | 2__CVOLT000 | 3
BTZ | 2__COMNI000 | 3 |  |  |  | BTZ | 2__CWASH000 | 3
BTZ | 2__COPAL000 | 3 |  |  |  | BTZ | 2__CYELG000 | 3
BTZ | 2__COREB000 | 3 |  |  |  | BTZ | 2__CZPYR000 | 3
BTZ | 2__COREG000 | 3 |  |  |  | BTZ | 2__DALAB000 | 4
BTZ | 2__COSMI000 | 3 |  |  |  | BTZ | 2__DALAS000 | 4
BTZ | 2__COVAL000 | 3 |  |  |  | BTZ | 2__DALBU000 | 4
BTZ | 2__COVOE000 | 3 |  |  |  | BTZ | 2__DALTI000 | 4
BTZ | 2__COXPO000 | 3 |  |  |  | BTZ | 2__DANGE000 | 4
BTZ | 2__CPADD000 | 3 |  |  |  | BTZ | 2__DARIZ000 | 4
BTZ | 2__CPALL000 | 3 |  |  |  | BTZ | 2__DARRU000 | 4
BTZ | 2__CPERL000 | 3 |  |  |  | BTZ | 2__DAVRO000 | 4
BTZ | 2__CPGEN000 | 3 |  |  |  | BTZ | 2__DAXIS000 | 4
BTZ | 2__CPILO000 | 3 |  |  |  | BTZ | 2__DAXPO000 | 4
BTZ | 2__CPION000 | 3 |  |  |  | BTZ | 2__DAZAC000 | 4
BTZ | 2__CPIRO000 | 3 |  |  |  | BTZ | 2__DBARB000 | 4
BTZ | 2__CPOWQ000 | 3 |  |  |  | BTZ | 2__DBAYS000 | 4
BTZ | 2__CPROZ000 | 3 |  |  |  | BTZ | 2__DBCFC000 | 4
BTZ | 2__CPSUK000 | 3 |  |  |  | BTZ | 2__DBETH000 | 4
BTZ | 2__CPURE000 | 3 |  |  |  | BTZ | 2__DBGAS000 | 4
BTZ | 2__CPUTY000 | 3 |  |  |  | BTZ | 2__DBIZZ000 | 4
BTZ | 2__CQEEN000 | 3 |  |  |  | BTZ | 2__DBLBL000 | 4
BTZ | 2__CRAYL000 | 3 |  |  |  | BTZ | 2__DBNRG000 | 4
BTZ | 2__CREGE000 | 3 |  |  |  | BTZ | 2__DBORE000 | 4
BTZ | 2__CRENC000 | 3 |  |  |  | BTZ | 2__DBREZ000 | 4
BTZ | 2__CRHOD000 | 3 |  |  |  | BTZ | 2__DBRZE000 | 4
BTZ | 2__CROSE000 | 3 |  |  |  | BTZ | 2__DBULN000 | 4
BTZ | 2__CRUTH000 | 3 |  |  |  | BTZ | 2__DCALI000 | 4
BTZ | 2__CRWED000 | 3 |  |  |  | BTZ | 2__DCALL000 | 4
BTZ | 2__CSANT000 | 3 |  |  |  | BTZ | 2__DCBRA000 | 4
BTZ | 2__CSAPH000 | 3 |  |  |  | BTZ | 2__DCFWR000 | 4
BTZ | 2__CSATU000 | 3 |  |  |  | BTZ | 2__DCILI000 | 4
BTZ | 2__CSCAF000 | 3 |  |  |  | BTZ | 2__DCIRC000 | 4
BTZ | 2__CSEEB000 | 3 |  |  |  | BTZ | 2__DCIRC001 | 4
BTZ | 2__CSEEE000 | 3 |  |  |  | BTZ | 2__DCMRO000 | 4
BTZ | 2__CSIMC000 | 3 |  |  |  | BTZ | 2__DCNDL000 | 4
BTZ | 2__CSING000 | 3 |  |  |  | BTZ | 2__DCNRG000 | 4
BTZ | 2__CSINQ000 | 3 |  |  |  | BTZ | 2__DCOLG000 | 4
BTZ | 2__CSIRO000 | 3 |  |  |  | BTZ | 2__DCOLO000 | 4
BTZ | 2__CSKID000 | 3 |  |  |  | BTZ | 2__DCOMT000 | 4
BTZ | 2__CSKLN000 | 3 |  |  |  | BTZ | 2__DCOOP000 | 4
BTZ | 2__CSLVR000 | 3 |  |  |  | BTZ | 2__DCOOP001 | 4
BTZ | 2__CSMAR000 | 3 |  |  |  | BTZ | 2__DCORE000 | 4
BTZ | 2__CSNFR000 | 3 |  |  |  | BTZ | 2__DCOUL000 | 4
BTZ | 2__CSOUT000 | 3 |  |  |  | BTZ | 2__DCOVE000 | 4
BTZ | 2__CSPAL000 | 3 |  |  |  | BTZ | 2__DCPPR000 | 4
BTZ | 2__CSPOW000 | 3 |  |  |  | BTZ | 2__DCYCL000 | 4
BTZ | 2__CSPRK000 | 3 |  |  |  | BTZ | 2__DDESL000 | 4
BTZ | 2__CSQKY000 | 3 |  |  |  | BTZ | 2__DDFDL000 | 4
BTZ | 2__CSTAT000 | 3 |  |  |  | BTZ | 2__DDIRA000 | 4
BTZ | 2__CSWAE000 | 3 |  |  |  | BTZ | 2__DDNRG000 | 4
BTZ | 2__CSWDP000 | 3 |  |  |  | BTZ | 2__DDRGI000 | 4
BTZ | 2__CSWEB000 | 3 |  |  |  | BTZ | 2__DDUAL000 | 4
BTZ | 2__CSWEL000 | 3 |  |  |  | BTZ | 2__DEBES000 | 4
BTZ | 2__CSYMB000 | 3 |  |  |  | BTZ | 2__DECOA000 | 4
BTZ | 2__CTEMP000 | 3 |  |  |  | BTZ | 2__DECON000 | 4
BTZ | 2__CTEXA000 | 3 |  |  |  | BTZ | 2__DECOT000 | 4
BTZ | 2__CTGPL000 | 3 |  |  |  | BTZ | 2__DEDDI000 | 4
BTZ | 2__CTHLE000 | 3 |  |  |  | BTZ | 2__DEDGE000 | 4
BTZ | 2__CTHRE000 | 3 |  |  |  | BTZ | 2__DEDIR000 | 4
BTZ | 2__CTILL000 | 3 |  |  |  | BTZ | 2__DEELC000 | 4
BTZ | 2__CTLWD000 | 3 |  |  |  | BTZ | 2__DEENG000 | 4
BTZ | 2__CTNDO000 | 3 |  |  |  | BTZ | 2__DEESL000 | 4
BTZ | 2__CTOGO000 | 3 |  |  |  | BTZ | 2__DEETL000 | 4
BTZ | 2__CTONB000 | 3 |  |  |  | BTZ | 2__DEFLS000 | 4
BTZ | 2__CTOTO000 | 3 |  |  |  | BTZ | 2__DEGML000 | 4
BTZ | 2__CTRAM000 | 3 |  |  |  | BTZ | 2__DELEC000 | 4
BTZ | 2__CTREX000 | 3 |  |  |  | BTZ | 2__DEMEB000 | 4
BTZ | 2__CTULP000 | 3 |  |  |  | BTZ | 2__DEMZO000 | 4
BTZ | 2__CUKPR000 | 3 |  |  |  | BTZ | 2__DENDC000 | 4
BTZ | 2__CVERM000 | 3 |  |  |  | BTZ | 2__DENDC001 | 4
BTZ | 2__CVETS000 | 3 |  |  |  | BTZ | 2__DENDC002 | 4
BTZ | 2__CVIPR000 | 3 |  |  |  | BTZ | 2__DENEC000 | 4
BTZ | 2__CVIRG000 | 3 |  |  |  | BTZ | 2__DENGQ000 | 4
BTZ | 2__CVNGA000 | 3 |  |  |  | BTZ | 2__DENRD000 | 4
BTZ | 2__CVNQT000 | 3 |  |  |  | BTZ | 2__DENRD002 | 4
BTZ | 2__CVOLT000 | 3 |  |  |  | BTZ | 2__DENRG000 | 4
BTZ | 2__CWASH000 | 3 |  |  |  | BTZ | 2__DENRG002 | 4
BTZ | 2__CWILL000 | 3 |  |  |  | BTZ | 2__DEOND000 | 4
BTZ | 2__CYELG000 | 3 |  |  |  | BTZ | 2__DEPHH000 | 4
BTZ | 2__CYNRG000 | 3 |  |  |  | BTZ | 2__DESSL000 | 4
BTZ | 2__CZPYR000 | 3 |  |  |  | BTZ | 2__DEURO000 | 4
BTZ | 2__CZYTH000 | 3 |  |  |  | BTZ | 2__DEUST000 | 4
BTZ | 2__DALAB000 | 4 |  |  |  | BTZ | 2__DEVER000 | 4
BTZ | 2__DALAS000 | 4 |  |  |  | BTZ | 2__DEXGL000 | 4
BTZ | 2__DALTI000 | 4 |  |  |  | BTZ | 2__DFARA000 | 4
BTZ | 2__DANGE000 | 4 |  |  |  | BTZ | 2__DFARR000 | 4
BTZ | 2__DANGE001 | 4 |  |  |  | BTZ | 2__DFLEX000 | 4
BTZ | 2__DANGE002 | 4 |  |  |  | BTZ | 2__DFNRG000 | 4
BTZ | 2__DARIZ000 | 4 |  |  |  | BTZ | 2__DFRST000 | 4
BTZ | 2__DARRU000 | 4 |  |  |  | BTZ | 2__DFSEN000 | 4
BTZ | 2__DAVRO000 | 4 |  |  |  | BTZ | 2__DFSEN001 | 4
BTZ | 2__DAXIS000 | 4 |  |  |  | BTZ | 2__DFXGL000 | 4
BTZ | 2__DAXPO000 | 4 |  |  |  | BTZ | 2__DGALE000 | 4
BTZ | 2__DAZAC000 | 4 |  |  |  | BTZ | 2__DGANY000 | 4
BTZ | 2__DBARB000 | 4 |  |  |  | BTZ | 2__DGESL000 | 4
BTZ | 2__DBAYS000 | 4 |  |  |  | BTZ | 2__DGETW000 | 4
BTZ | 2__DBCFC000 | 4 |  |  |  | BTZ | 2__DGMTR000 | 4
BTZ | 2__DBELS000 | 4 |  |  |  | BTZ | 2__DGNRG000 | 4
BTZ | 2__DBETH000 | 4 |  |  |  | BTZ | 2__DGONG000 | 4
BTZ | 2__DBGAS000 | 4 |  |  |  | BTZ | 2__DHAVE000 | 4
BTZ | 2__DBIZZ000 | 4 |  |  |  | BTZ | 2__DHAWK000 | 4
BTZ | 2__DBLBL000 | 4 |  |  |  | BTZ | 2__DHOLB000 | 4
BTZ | 2__DBNRG000 | 4 |  |  |  | BTZ | 2__DHOME000 | 4
BTZ | 2__DBORE000 | 4 |  |  |  | BTZ | 2__DHPOW000 | 4
BTZ | 2__DBORO000 | 4 |  |  |  | BTZ | 2__DHPOW001 | 4
BTZ | 2__DBOWF000 | 4 |  |  |  | BTZ | 2__DHPOW002 | 4
BTZ | 2__DBPGM000 | 4 |  |  |  | BTZ | 2__DHUDG000 | 4
BTZ | 2__DBREZ000 | 4 |  |  |  | BTZ | 2__DHUDS000 | 4
BTZ | 2__DBRZE000 | 4 |  |  |  | BTZ | 2__DHYDE000 | 4
BTZ | 2__DBULN000 | 4 |  |  |  | BTZ | 2__DIMPO000 | 4
BTZ | 2__DCALI000 | 4 |  |  |  | BTZ | 2__DINDE000 | 4
BTZ | 2__DCALL000 | 4 |  |  |  | BTZ | 2__DINVE000 | 4
BTZ | 2__DCBRA000 | 4 |  |  |  | BTZ | 2__DIRES000 | 4
BTZ | 2__DCFWR000 | 4 |  |  |  | BTZ | 2__DIRID000 | 4
BTZ | 2__DCILI000 | 4 |  |  |  | BTZ | 2__DJERE000 | 4
BTZ | 2__DCIRC000 | 4 |  |  |  | BTZ | 2__DKENS000 | 4
BTZ | 2__DCIRC001 | 4 |  |  |  | BTZ | 2__DLIGH000 | 4
BTZ | 2__DCMRO000 | 4 |  |  |  | BTZ | 2__DLILY000 | 4
BTZ | 2__DCNDL000 | 4 |  |  |  | BTZ | 2__DLIME000 | 4
BTZ | 2__DCNRD000 | 4 |  |  |  | BTZ | 2__DLOND000 | 4
BTZ | 2__DCNRG000 | 4 |  |  |  | BTZ | 2__DLORM000 | 4
BTZ | 2__DCOLG000 | 4 |  |  |  | BTZ | 2__DLUME000 | 4
BTZ | 2__DCOLO000 | 4 |  |  |  | BTZ | 2__DLUMO000 | 4
BTZ | 2__DCOMT000 | 4 |  |  |  | BTZ | 2__DLVDR000 | 4
BTZ | 2__DCONI000 | 4 |  |  |  | BTZ | 2__DMAEL000 | 4
BTZ | 2__DCOOP000 | 4 |  |  |  | BTZ | 2__DMAET000 | 4
BTZ | 2__DCOOP001 | 4 |  |  |  | BTZ | 2__DMAGN000 | 4
BTZ | 2__DCORE000 | 4 |  |  |  | BTZ | 2__DMAIN000 | 4
BTZ | 2__DCOUL000 | 4 |  |  |  | BTZ | 2__DMANW000 | 4
BTZ | 2__DCOVE000 | 4 |  |  |  | BTZ | 2__DMARB000 | 4
BTZ | 2__DCPPR000 | 4 |  |  |  | BTZ | 2__DMARI000 | 4
BTZ | 2__DCYCL000 | 4 |  |  |  | BTZ | 2__DMATT000 | 4
BTZ | 2__DDESL000 | 4 |  |  |  | BTZ | 2__DMIDE000 | 4
BTZ | 2__DDFDL000 | 4 |  |  |  | BTZ | 2__DMINT000 | 4
BTZ | 2__DDIRA000 | 4 |  |  |  | BTZ | 2__DMISS000 | 4
BTZ | 2__DDNRG000 | 4 |  |  |  | BTZ | 2__DMONT000 | 4
BTZ | 2__DDRGI000 | 4 |  |  |  | BTZ | 2__DMRCY000 | 4
BTZ | 2__DDUAL000 | 4 |  |  |  | BTZ | 2__DMTRL000 | 4
BTZ | 2__DEBES000 | 4 |  |  |  | BTZ | 2__DNATP000 | 4
BTZ | 2__DECOA000 | 4 |  |  |  | BTZ | 2__DNCKL000 | 4
BTZ | 2__DECON000 | 4 |  |  |  | BTZ | 2__DNEEB000 | 4
BTZ | 2__DECOT000 | 4 |  |  |  | BTZ | 2__DNEVA000 | 4
BTZ | 2__DEDDI000 | 4 |  |  |  | BTZ | 2__DNEWP000 | 4
BTZ | 2__DEDFE000 | 4 |  |  |  | BTZ | 2__DNORW000 | 4
BTZ | 2__DEDGE000 | 4 |  |  |  | BTZ | 2__DNUCE000 | 4
BTZ | 2__DEDGE001 | 4 |  |  |  | BTZ | 2__DOBER000 | 4
BTZ | 2__DEDGE002 | 4 |  |  |  | BTZ | 2__DOGAS000 | 4
BTZ | 2__DEDIR000 | 4 |  |  |  | BTZ | 2__DOPAL000 | 4
BTZ | 2__DEELC000 | 4 |  |  |  | BTZ | 2__DOREB000 | 4
BTZ | 2__DEENG000 | 4 |  |  |  | BTZ | 2__DOREG000 | 4
BTZ | 2__DEETL000 | 4 |  |  |  | BTZ | 2__DOSMI000 | 4
BTZ | 2__DEFLS000 | 4 |  |  |  | BTZ | 2__DOVOE000 | 4
BTZ | 2__DEGDX000 | 4 |  |  |  | BTZ | 2__DOXPO000 | 4
BTZ | 2__DEGML000 | 4 |  |  |  | BTZ | 2__DPADD000 | 4
BTZ | 2__DELEC000 | 4 |  |  |  | BTZ | 2__DPALL000 | 4
BTZ | 2__DEMEB000 | 4 |  |  |  | BTZ | 2__DPARK000 | 4
BTZ | 2__DEMZO000 | 4 |  |  |  | BTZ | 2__DPGEN000 | 4
BTZ | 2__DENDC000 | 4 |  |  |  | BTZ | 2__DPGEN001 | 4
BTZ | 2__DENDC001 | 4 |  |  |  | BTZ | 2__DPGEN002 | 4
BTZ | 2__DENDC002 | 4 |  |  |  | BTZ | 2__DPILO000 | 4
BTZ | 2__DENEC000 | 4 |  |  |  | BTZ | 2__DPION000 | 4
BTZ | 2__DENER000 | 4 |  |  |  | BTZ | 2__DPIRO000 | 4
BTZ | 2__DENGQ000 | 4 |  |  |  | BTZ | 2__DPOWQ000 | 4
BTZ | 2__DENRD000 | 4 |  |  |  | BTZ | 2__DPROZ000 | 4
BTZ | 2__DENRD002 | 4 |  |  |  | BTZ | 2__DPSUK000 | 4
BTZ | 2__DENRG000 | 4 |  |  |  | BTZ | 2__DPURE000 | 4
BTZ | 2__DENRG002 | 4 |  |  |  | BTZ | 2__DPUTY000 | 4
BTZ | 2__DENRG003 | 4 |  |  |  | BTZ | 2__DQEEN000 | 4
BTZ | 2__DEOND000 | 4 |  |  |  | BTZ | 2__DRAYL000 | 4
BTZ | 2__DEPHH000 | 4 |  |  |  | BTZ | 2__DREGE000 | 4
BTZ | 2__DEQUI000 | 4 |  |  |  | BTZ | 2__DRENC000 | 4
BTZ | 2__DESSL000 | 4 |  |  |  | BTZ | 2__DRHOD000 | 4
BTZ | 2__DEURO000 | 4 |  |  |  | BTZ | 2__DROSE000 | 4
BTZ | 2__DEUST000 | 4 |  |  |  | BTZ | 2__DRUTH000 | 4
BTZ | 2__DEVER000 | 4 |  |  |  | BTZ | 2__DRWED000 | 4
BTZ | 2__DEXGL000 | 4 |  |  |  | BTZ | 2__DSANT000 | 4
BTZ | 2__DFARA000 | 4 |  |  |  | BTZ | 2__DSAPH000 | 4
BTZ | 2__DFARR000 | 4 |  |  |  | BTZ | 2__DSATU000 | 4
BTZ | 2__DFLEX000 | 4 |  |  |  | BTZ | 2__DSCAF000 | 4
BTZ | 2__DFNRG000 | 4 |  |  |  | BTZ | 2__DSEEB000 | 4
BTZ | 2__DFRST000 | 4 |  |  |  | BTZ | 2__DSEEE000 | 4
BTZ | 2__DFSEN000 | 4 |  |  |  | BTZ | 2__DSING000 | 4
BTZ | 2__DFSEN001 | 4 |  |  |  | BTZ | 2__DSINQ000 | 4
BTZ | 2__DFXGL000 | 4 |  |  |  | BTZ | 2__DSIRO000 | 4
BTZ | 2__DGALE000 | 4 |  |  |  | BTZ | 2__DSKLN000 | 4
BTZ | 2__DGANY000 | 4 |  |  |  | BTZ | 2__DSLVR000 | 4
BTZ | 2__DGESL000 | 4 |  |  |  | BTZ | 2__DSMAR000 | 4
BTZ | 2__DGETW000 | 4 |  |  |  | BTZ | 2__DSNFR000 | 4
BTZ | 2__DGLDE000 | 4 |  |  |  | BTZ | 2__DSOUT000 | 4
BTZ | 2__DGMTR000 | 4 |  |  |  | BTZ | 2__DSPAL000 | 4
BTZ | 2__DGMTX000 | 4 |  |  |  | BTZ | 2__DSPOW000 | 4
BTZ | 2__DGNRG000 | 4 |  |  |  | BTZ | 2__DSPRK000 | 4
BTZ | 2__DGONG000 | 4 |  |  |  | BTZ | 2__DSTAT000 | 4
BTZ | 2__DGOOD000 | 4 |  |  |  | BTZ | 2__DSWAE000 | 4
BTZ | 2__DHAVE000 | 4 |  |  |  | BTZ | 2__DSWDP000 | 4
BTZ | 2__DHAWK000 | 4 |  |  |  | BTZ | 2__DSWEB000 | 4
BTZ | 2__DHOLB000 | 4 |  |  |  | BTZ | 2__DSWEL000 | 4
BTZ | 2__DHOME000 | 4 |  |  |  | BTZ | 2__DSYMB000 | 4
BTZ | 2__DHPOW000 | 4 |  |  |  | BTZ | 2__DTANA000 | 4
BTZ | 2__DHPOW001 | 4 |  |  |  | BTZ | 2__DTEMP000 | 4
BTZ | 2__DHPOW002 | 4 |  |  |  | BTZ | 2__DTEXA000 | 4
BTZ | 2__DHUDG000 | 4 |  |  |  | BTZ | 2__DTGPL000 | 4
BTZ | 2__DHUDS000 | 4 |  |  |  | BTZ | 2__DTHLE000 | 4
BTZ | 2__DHYDE000 | 4 |  |  |  | BTZ | 2__DTHRE000 | 4
BTZ | 2__DIAMP000 | 4 |  |  |  | BTZ | 2__DTLWD000 | 4
BTZ | 2__DIMPO000 | 4 |  |  |  | BTZ | 2__DTNDO000 | 4
BTZ | 2__DINDE000 | 4 |  |  |  | BTZ | 2__DTOGO000 | 4
BTZ | 2__DINVE000 | 4 |  |  |  | BTZ | 2__DTOTO000 | 4
BTZ | 2__DIRES000 | 4 |  |  |  | BTZ | 2__DTRAM000 | 4
BTZ | 2__DIRID000 | 4 |  |  |  | BTZ | 2__DTREX000 | 4
BTZ | 2__DJERE000 | 4 |  |  |  | BTZ | 2__DTULP000 | 4
BTZ | 2__DKENS000 | 4 |  |  |  | BTZ | 2__DUKPR000 | 4
BTZ | 2__DLIGH000 | 4 |  |  |  | BTZ | 2__DVAVU000 | 4
BTZ | 2__DLILY000 | 4 |  |  |  | BTZ | 2__DVERM000 | 4
BTZ | 2__DLIME000 | 4 |  |  |  | BTZ | 2__DVETS000 | 4
BTZ | 2__DLOND000 | 4 |  |  |  | BTZ | 2__DVIPR000 | 4
BTZ | 2__DLOND001 | 4 |  |  |  | BTZ | 2__DVIRG000 | 4
BTZ | 2__DLORM000 | 4 |  |  |  | BTZ | 2__DVNGA000 | 4
BTZ | 2__DLUME000 | 4 |  |  |  | BTZ | 2__DVNQT000 | 4
BTZ | 2__DLUMO000 | 4 |  |  |  | BTZ | 2__DVOLT000 | 4
BTZ | 2__DLVDR000 | 4 |  |  |  | BTZ | 2__DWASH000 | 4
BTZ | 2__DMAEL000 | 4 |  |  |  | BTZ | 2__DYELG000 | 4
BTZ | 2__DMAET000 | 4 |  |  |  | BTZ | 2__DZPYR000 | 4
BTZ | 2__DMAGN000 | 4 |  |  |  | BTZ | 2__EALAB000 | 5
BTZ | 2__DMAIN000 | 4 |  |  |  | BTZ | 2__EALAS000 | 5
BTZ | 2__DMANW000 | 4 |  |  |  | BTZ | 2__EALBU000 | 5
BTZ | 2__DMARB000 | 4 |  |  |  | BTZ | 2__EALTI000 | 5
BTZ | 2__DMARI000 | 4 |  |  |  | BTZ | 2__EANGE000 | 5
BTZ | 2__DMATT000 | 4 |  |  |  | BTZ | 2__EANGE001 | 5
BTZ | 2__DMIDE000 | 4 |  |  |  | BTZ | 2__EARIZ000 | 5
BTZ | 2__DMINT000 | 4 |  |  |  | BTZ | 2__EARRU000 | 5
BTZ | 2__DMISS000 | 4 |  |  |  | BTZ | 2__EAVRO000 | 5
BTZ | 2__DMONT000 | 4 |  |  |  | BTZ | 2__EAXIS000 | 5
BTZ | 2__DMRCY000 | 4 |  |  |  | BTZ | 2__EAXPO000 | 5
BTZ | 2__DMTRL000 | 4 |  |  |  | BTZ | 2__EAZAC000 | 5
BTZ | 2__DNATP000 | 4 |  |  |  | BTZ | 2__EBARB000 | 5
BTZ | 2__DNCKL000 | 4 |  |  |  | BTZ | 2__EBAYS000 | 5
BTZ | 2__DNEEB000 | 4 |  |  |  | BTZ | 2__EBCFC000 | 5
BTZ | 2__DNEVA000 | 4 |  |  |  | BTZ | 2__EBETH000 | 5
BTZ | 2__DNEWP000 | 4 |  |  |  | BTZ | 2__EBGAS000 | 5
BTZ | 2__DNORW000 | 4 |  |  |  | BTZ | 2__EBIZZ000 | 5
BTZ | 2__DNUCE000 | 4 |  |  |  | BTZ | 2__EBLBL000 | 5
BTZ | 2__DOGAS000 | 4 |  |  |  | BTZ | 2__EBNRG000 | 5
BTZ | 2__DOMNI000 | 4 |  |  |  | BTZ | 2__EBORE000 | 5
BTZ | 2__DOPAL000 | 4 |  |  |  | BTZ | 2__EBREZ000 | 5
BTZ | 2__DOREB000 | 4 |  |  |  | BTZ | 2__EBRZE000 | 5
BTZ | 2__DOREG000 | 4 |  |  |  | BTZ | 2__EBULN000 | 5
BTZ | 2__DOSMI000 | 4 |  |  |  | BTZ | 2__ECALI000 | 5
BTZ | 2__DOVAL000 | 4 |  |  |  | BTZ | 2__ECALL000 | 5
BTZ | 2__DOVOE000 | 4 |  |  |  | BTZ | 2__ECBRA000 | 5
BTZ | 2__DOXPO000 | 4 |  |  |  | BTZ | 2__ECFWR000 | 5
BTZ | 2__DPADD000 | 4 |  |  |  | BTZ | 2__ECILI000 | 5
BTZ | 2__DPALL000 | 4 |  |  |  | BTZ | 2__ECIRC000 | 5
BTZ | 2__DPERL000 | 4 |  |  |  | BTZ | 2__ECIRC001 | 5
BTZ | 2__DPGEN000 | 4 |  |  |  | BTZ | 2__ECMRO000 | 5
BTZ | 2__DPGEN001 | 4 |  |  |  | BTZ | 2__ECNDL000 | 5
BTZ | 2__DPGEN002 | 4 |  |  |  | BTZ | 2__ECNRG000 | 5
BTZ | 2__DPILO000 | 4 |  |  |  | BTZ | 2__ECOLG000 | 5
BTZ | 2__DPION000 | 4 |  |  |  | BTZ | 2__ECOLO000 | 5
BTZ | 2__DPIRO000 | 4 |  |  |  | BTZ | 2__ECOMT000 | 5
BTZ | 2__DPOWQ000 | 4 |  |  |  | BTZ | 2__ECOOP000 | 5
BTZ | 2__DPROZ000 | 4 |  |  |  | BTZ | 2__ECORE000 | 5
BTZ | 2__DPSUK000 | 4 |  |  |  | BTZ | 2__ECOUL000 | 5
BTZ | 2__DPURE000 | 4 |  |  |  | BTZ | 2__ECOVE000 | 5
BTZ | 2__DPUTY000 | 4 |  |  |  | BTZ | 2__ECPPR000 | 5
BTZ | 2__DQEEN000 | 4 |  |  |  | BTZ | 2__ECYCL000 | 5
BTZ | 2__DRAYL000 | 4 |  |  |  | BTZ | 2__EDESL000 | 5
BTZ | 2__DREGE000 | 4 |  |  |  | BTZ | 2__EDFDL000 | 5
BTZ | 2__DRENC000 | 4 |  |  |  | BTZ | 2__EDIRA000 | 5
BTZ | 2__DRHOD000 | 4 |  |  |  | BTZ | 2__EDNRG000 | 5
BTZ | 2__DROSE000 | 4 |  |  |  | BTZ | 2__EDRGI000 | 5
BTZ | 2__DRUTH000 | 4 |  |  |  | BTZ | 2__EDUAL000 | 5
BTZ | 2__DRWED000 | 4 |  |  |  | BTZ | 2__EEBES000 | 5
BTZ | 2__DSANT000 | 4 |  |  |  | BTZ | 2__EECOA000 | 5
BTZ | 2__DSAPH000 | 4 |  |  |  | BTZ | 2__EECON000 | 5
BTZ | 2__DSATU000 | 4 |  |  |  | BTZ | 2__EECOT000 | 5
BTZ | 2__DSCAF000 | 4 |  |  |  | BTZ | 2__EEDDI000 | 5
BTZ | 2__DSEEB000 | 4 |  |  |  | BTZ | 2__EEDGE000 | 5
BTZ | 2__DSEEE000 | 4 |  |  |  | BTZ | 2__EEDIR000 | 5
BTZ | 2__DSIMC000 | 4 |  |  |  | BTZ | 2__EEELC000 | 5
BTZ | 2__DSING000 | 4 |  |  |  | BTZ | 2__EEENG000 | 5
BTZ | 2__DSINQ000 | 4 |  |  |  | BTZ | 2__EEESL000 | 5
BTZ | 2__DSIRO000 | 4 |  |  |  | BTZ | 2__EEETL000 | 5
BTZ | 2__DSKID000 | 4 |  |  |  | BTZ | 2__EEFLS000 | 5
BTZ | 2__DSKLN000 | 4 |  |  |  | BTZ | 2__EEGML000 | 5
BTZ | 2__DSLVR000 | 4 |  |  |  | BTZ | 2__EELEC000 | 5
BTZ | 2__DSMAR000 | 4 |  |  |  | BTZ | 2__EEMEB000 | 5
BTZ | 2__DSMAR001 | 4 |  |  |  | BTZ | 2__EEMZO000 | 5
BTZ | 2__DSNFR000 | 4 |  |  |  | BTZ | 2__EENDC000 | 5
BTZ | 2__DSOUT000 | 4 |  |  |  | BTZ | 2__EENDC001 | 5
BTZ | 2__DSPAL000 | 4 |  |  |  | BTZ | 2__EENEC000 | 5
BTZ | 2__DSPOW000 | 4 |  |  |  | BTZ | 2__EENGQ000 | 5
BTZ | 2__DSPRK000 | 4 |  |  |  | BTZ | 2__EENRD000 | 5
BTZ | 2__DSQKY000 | 4 |  |  |  | BTZ | 2__EENRD002 | 5
BTZ | 2__DSTAT000 | 4 |  |  |  | BTZ | 2__EENRG000 | 5
BTZ | 2__DSWAE000 | 4 |  |  |  | BTZ | 2__EENRG002 | 5
BTZ | 2__DSWDP000 | 4 |  |  |  | BTZ | 2__EEOND000 | 5
BTZ | 2__DSWEB000 | 4 |  |  |  | BTZ | 2__EEPHH000 | 5
BTZ | 2__DSWEL000 | 4 |  |  |  | BTZ | 2__EESSL000 | 5
BTZ | 2__DSYMB000 | 4 |  |  |  | BTZ | 2__EEURO000 | 5
BTZ | 2__DTEMP000 | 4 |  |  |  | BTZ | 2__EEUST000 | 5
BTZ | 2__DTEXA000 | 4 |  |  |  | BTZ | 2__EEVER000 | 5
BTZ | 2__DTGPL000 | 4 |  |  |  | BTZ | 2__EEXGL000 | 5
BTZ | 2__DTHLE000 | 4 |  |  |  | BTZ | 2__EFARA000 | 5
BTZ | 2__DTHRE000 | 4 |  |  |  | BTZ | 2__EFARR000 | 5
BTZ | 2__DTILL000 | 4 |  |  |  | BTZ | 2__EFLEX000 | 5
BTZ | 2__DTLWD000 | 4 |  |  |  | BTZ | 2__EFNRG000 | 5
BTZ | 2__DTNDO000 | 4 |  |  |  | BTZ | 2__EFRST000 | 5
BTZ | 2__DTOGO000 | 4 |  |  |  | BTZ | 2__EFSEN000 | 5
BTZ | 2__DTONB000 | 4 |  |  |  | BTZ | 2__EFSEN001 | 5
BTZ | 2__DTOTO000 | 4 |  |  |  | BTZ | 2__EFXGL000 | 5
BTZ | 2__DTRAM000 | 4 |  |  |  | BTZ | 2__EGALE000 | 5
BTZ | 2__DTREX000 | 4 |  |  |  | BTZ | 2__EGANY000 | 5
BTZ | 2__DTULP000 | 4 |  |  |  | BTZ | 2__EGESL000 | 5
BTZ | 2__DUKPR000 | 4 |  |  |  | BTZ | 2__EGETW000 | 5
BTZ | 2__DVERM000 | 4 |  |  |  | BTZ | 2__EGMTR000 | 5
BTZ | 2__DVETS000 | 4 |  |  |  | BTZ | 2__EGNRG000 | 5
BTZ | 2__DVIPR000 | 4 |  |  |  | BTZ | 2__EGONG000 | 5
BTZ | 2__DVIRG000 | 4 |  |  |  | BTZ | 2__EHAVE000 | 5
BTZ | 2__DVNGA000 | 4 |  |  |  | BTZ | 2__EHAWK000 | 5
BTZ | 2__DVNQT000 | 4 |  |  |  | BTZ | 2__EHOLB000 | 5
BTZ | 2__DVOLT000 | 4 |  |  |  | BTZ | 2__EHOME000 | 5
BTZ | 2__DWASH000 | 4 |  |  |  | BTZ | 2__EHPOW000 | 5
BTZ | 2__DWILL000 | 4 |  |  |  | BTZ | 2__EHPOW001 | 5
BTZ | 2__DYELG000 | 4 |  |  |  | BTZ | 2__EHPOW002 | 5
BTZ | 2__DYNRG000 | 4 |  |  |  | BTZ | 2__EHUDG000 | 5
BTZ | 2__DZPYR000 | 4 |  |  |  | BTZ | 2__EHUDS000 | 5
BTZ | 2__DZYTH000 | 4 |  |  |  | BTZ | 2__EHUDS001 | 5
BTZ | 2__EALAB000 | 5 |  |  |  | BTZ | 2__EHYDE000 | 5
BTZ | 2__EALAS000 | 5 |  |  |  | BTZ | 2__EIMPO000 | 5
BTZ | 2__EALTI000 | 5 |  |  |  | BTZ | 2__EINDE000 | 5
BTZ | 2__EANGE000 | 5 |  |  |  | BTZ | 2__EINVE000 | 5
BTZ | 2__EANGE001 | 5 |  |  |  | BTZ | 2__EIRES000 | 5
BTZ | 2__EANGE002 | 5 |  |  |  | BTZ | 2__EIRID000 | 5
BTZ | 2__EANGE003 | 5 |  |  |  | BTZ | 2__EJERE000 | 5
BTZ | 2__EARIZ000 | 5 |  |  |  | BTZ | 2__EKENS000 | 5
BTZ | 2__EARRU000 | 5 |  |  |  | BTZ | 2__ELIGH000 | 5
BTZ | 2__EAVRO000 | 5 |  |  |  | BTZ | 2__ELILY000 | 5
BTZ | 2__EAXIS000 | 5 |  |  |  | BTZ | 2__ELIME000 | 5
BTZ | 2__EAXPO000 | 5 |  |  |  | BTZ | 2__ELOND000 | 5
BTZ | 2__EAZAC000 | 5 |  |  |  | BTZ | 2__ELORM000 | 5
BTZ | 2__EBARB000 | 5 |  |  |  | BTZ | 2__ELUME000 | 5
BTZ | 2__EBAYS000 | 5 |  |  |  | BTZ | 2__ELUMO000 | 5
BTZ | 2__EBCFC000 | 5 |  |  |  | BTZ | 2__ELVDR000 | 5
BTZ | 2__EBELS000 | 5 |  |  |  | BTZ | 2__EMAEL000 | 5
BTZ | 2__EBETH000 | 5 |  |  |  | BTZ | 2__EMAET000 | 5
BTZ | 2__EBGAS000 | 5 |  |  |  | BTZ | 2__EMAGN000 | 5
BTZ | 2__EBIZZ000 | 5 |  |  |  | BTZ | 2__EMAIN000 | 5
BTZ | 2__EBLBL000 | 5 |  |  |  | BTZ | 2__EMANW000 | 5
BTZ | 2__EBNRG000 | 5 |  |  |  | BTZ | 2__EMARB000 | 5
BTZ | 2__EBORE000 | 5 |  |  |  | BTZ | 2__EMARI000 | 5
BTZ | 2__EBORO000 | 5 |  |  |  | BTZ | 2__EMATT000 | 5
BTZ | 2__EBOWF000 | 5 |  |  |  | BTZ | 2__EMIDE000 | 5
BTZ | 2__EBPGM000 | 5 |  |  |  | BTZ | 2__EMINT000 | 5
BTZ | 2__EBREZ000 | 5 |  |  |  | BTZ | 2__EMISS000 | 5
BTZ | 2__EBRZE000 | 5 |  |  |  | BTZ | 2__EMONT000 | 5
BTZ | 2__EBULN000 | 5 |  |  |  | BTZ | 2__EMRCY000 | 5
BTZ | 2__ECALI000 | 5 |  |  |  | BTZ | 2__EMTRL000 | 5
BTZ | 2__ECALL000 | 5 |  |  |  | BTZ | 2__ENATP000 | 5
BTZ | 2__ECBRA000 | 5 |  |  |  | BTZ | 2__ENCKL000 | 5
BTZ | 2__ECFWR000 | 5 |  |  |  | BTZ | 2__ENEEB000 | 5
BTZ | 2__ECILI000 | 5 |  |  |  | BTZ | 2__ENEVA000 | 5
BTZ | 2__ECIRC000 | 5 |  |  |  | BTZ | 2__ENEWP000 | 5
BTZ | 2__ECIRC001 | 5 |  |  |  | BTZ | 2__ENORW000 | 5
BTZ | 2__ECMRO000 | 5 |  |  |  | BTZ | 2__ENUCE000 | 5
BTZ | 2__ECNDL000 | 5 |  |  |  | BTZ | 2__EOBER000 | 5
BTZ | 2__ECNRD000 | 5 |  |  |  | BTZ | 2__EOGAS000 | 5
BTZ | 2__ECNRG000 | 5 |  |  |  | BTZ | 2__EOPAL000 | 5
BTZ | 2__ECOLG000 | 5 |  |  |  | BTZ | 2__EOREB000 | 5
BTZ | 2__ECOLO000 | 5 |  |  |  | BTZ | 2__EOREG000 | 5
BTZ | 2__ECOMT000 | 5 |  |  |  | BTZ | 2__EOSMI000 | 5
BTZ | 2__ECONI000 | 5 |  |  |  | BTZ | 2__EOVOE000 | 5
BTZ | 2__ECOOP000 | 5 |  |  |  | BTZ | 2__EOXPO000 | 5
BTZ | 2__ECORE000 | 5 |  |  |  | BTZ | 2__EPADD000 | 5
BTZ | 2__ECOUL000 | 5 |  |  |  | BTZ | 2__EPALL000 | 5
BTZ | 2__ECOVE000 | 5 |  |  |  | BTZ | 2__EPARK000 | 5
BTZ | 2__ECPPR000 | 5 |  |  |  | BTZ | 2__EPGEN000 | 5
BTZ | 2__ECYCL000 | 5 |  |  |  | BTZ | 2__EPILO000 | 5
BTZ | 2__EDESL000 | 5 |  |  |  | BTZ | 2__EPION000 | 5
BTZ | 2__EDFDL000 | 5 |  |  |  | BTZ | 2__EPIRO000 | 5
BTZ | 2__EDIRA000 | 5 |  |  |  | BTZ | 2__EPOWQ000 | 5
BTZ | 2__EDNRG000 | 5 |  |  |  | BTZ | 2__EPROZ000 | 5
BTZ | 2__EDRGI000 | 5 |  |  |  | BTZ | 2__EPSUK000 | 5
BTZ | 2__EDUAL000 | 5 |  |  |  | BTZ | 2__EPURE000 | 5
BTZ | 2__EEBES000 | 5 |  |  |  | BTZ | 2__EPUTY000 | 5
BTZ | 2__EECOA000 | 5 |  |  |  | BTZ | 2__EQEEN000 | 5
BTZ | 2__EECON000 | 5 |  |  |  | BTZ | 2__ERAYL000 | 5
BTZ | 2__EECOT000 | 5 |  |  |  | BTZ | 2__EREGE000 | 5
BTZ | 2__EEDDI000 | 5 |  |  |  | BTZ | 2__ERENC000 | 5
BTZ | 2__EEDFE000 | 5 |  |  |  | BTZ | 2__ERHOD000 | 5
BTZ | 2__EEDGE000 | 5 |  |  |  | BTZ | 2__EROSE000 | 5
BTZ | 2__EEDIR000 | 5 |  |  |  | BTZ | 2__ERUTH000 | 5
BTZ | 2__EEELC000 | 5 |  |  |  | BTZ | 2__ERWED000 | 5
BTZ | 2__EEENG000 | 5 |  |  |  | BTZ | 2__ESANT000 | 5
BTZ | 2__EEETL000 | 5 |  |  |  | BTZ | 2__ESAPH000 | 5
BTZ | 2__EEFLS000 | 5 |  |  |  | BTZ | 2__ESATU000 | 5
BTZ | 2__EEGDX000 | 5 |  |  |  | BTZ | 2__ESCAF000 | 5
BTZ | 2__EEGML000 | 5 |  |  |  | BTZ | 2__ESEEB000 | 5
BTZ | 2__EELEC000 | 5 |  |  |  | BTZ | 2__ESEEE000 | 5
BTZ | 2__EEMEB000 | 5 |  |  |  | BTZ | 2__ESING000 | 5
BTZ | 2__EEMZO000 | 5 |  |  |  | BTZ | 2__ESINQ000 | 5
BTZ | 2__EENDC000 | 5 |  |  |  | BTZ | 2__ESIRO000 | 5
BTZ | 2__EENDC001 | 5 |  |  |  | BTZ | 2__ESKLN000 | 5
BTZ | 2__EENDC002 | 5 |  |  |  | BTZ | 2__ESLVR000 | 5
BTZ | 2__EENEC000 | 5 |  |  |  | BTZ | 2__ESMAR000 | 5
BTZ | 2__EENER000 | 5 |  |  |  | BTZ | 2__ESNFR000 | 5
BTZ | 2__EENGQ000 | 5 |  |  |  | BTZ | 2__ESOUT000 | 5
BTZ | 2__EENRD000 | 5 |  |  |  | BTZ | 2__ESPAL000 | 5
BTZ | 2__EENRD002 | 5 |  |  |  | BTZ | 2__ESPOW000 | 5
BTZ | 2__EENRG000 | 5 |  |  |  | BTZ | 2__ESPRK000 | 5
BTZ | 2__EENRG002 | 5 |  |  |  | BTZ | 2__ESTAT000 | 5
BTZ | 2__EENRG003 | 5 |  |  |  | BTZ | 2__ESWAE000 | 5
BTZ | 2__EEOND000 | 5 |  |  |  | BTZ | 2__ESWDP000 | 5
BTZ | 2__EEPHH000 | 5 |  |  |  | BTZ | 2__ESWEB000 | 5
BTZ | 2__EEQUI000 | 5 |  |  |  | BTZ | 2__ESWEL000 | 5
BTZ | 2__EEQUI001 | 5 |  |  |  | BTZ | 2__ESYMB000 | 5
BTZ | 2__EESSL000 | 5 |  |  |  | BTZ | 2__ETANA000 | 5
BTZ | 2__EEURO000 | 5 |  |  |  | BTZ | 2__ETEMP000 | 5
BTZ | 2__EEUST000 | 5 |  |  |  | BTZ | 2__ETEXA000 | 5
BTZ | 2__EEVER000 | 5 |  |  |  | BTZ | 2__ETGPL000 | 5
BTZ | 2__EEXGL000 | 5 |  |  |  | BTZ | 2__ETHLE000 | 5
BTZ | 2__EFARA000 | 5 |  |  |  | BTZ | 2__ETHRE000 | 5
BTZ | 2__EFARR000 | 5 |  |  |  | BTZ | 2__ETLWD000 | 5
BTZ | 2__EFLEX000 | 5 |  |  |  | BTZ | 2__ETNDO000 | 5
BTZ | 2__EFLEX001 | 5 |  |  |  | BTZ | 2__ETOGO000 | 5
BTZ | 2__EFLEX002 | 5 |  |  |  | BTZ | 2__ETOTO000 | 5
BTZ | 2__EFNRG000 | 5 |  |  |  | BTZ | 2__ETRAM000 | 5
BTZ | 2__EFRST000 | 5 |  |  |  | BTZ | 2__ETREX000 | 5
BTZ | 2__EFSEN000 | 5 |  |  |  | BTZ | 2__ETULP000 | 5
BTZ | 2__EFSEN001 | 5 |  |  |  | BTZ | 2__EUKPR000 | 5
BTZ | 2__EFSEN003 | 5 |  |  |  | BTZ | 2__EVAVU000 | 5
BTZ | 2__EFXGL000 | 5 |  |  |  | BTZ | 2__EVERM000 | 5
BTZ | 2__EGALE000 | 5 |  |  |  | BTZ | 2__EVETS000 | 5
BTZ | 2__EGANY000 | 5 |  |  |  | BTZ | 2__EVIPR000 | 5
BTZ | 2__EGESL000 | 5 |  |  |  | BTZ | 2__EVIRG000 | 5
BTZ | 2__EGETW000 | 5 |  |  |  | BTZ | 2__EVNGA000 | 5
BTZ | 2__EGLDE000 | 5 |  |  |  | BTZ | 2__EVNQT000 | 5
BTZ | 2__EGMTR000 | 5 |  |  |  | BTZ | 2__EVOLT000 | 5
BTZ | 2__EGMTX000 | 5 |  |  |  | BTZ | 2__EWASH000 | 5
BTZ | 2__EGNRG000 | 5 |  |  |  | BTZ | 2__EYELG000 | 5
BTZ | 2__EGONG000 | 5 |  |  |  | BTZ | 2__EZPYR000 | 5
BTZ | 2__EGOOD000 | 5 |  |  |  | BTZ | 2__FALAB000 | 6
BTZ | 2__EHAVE000 | 5 |  |  |  | BTZ | 2__FALAS000 | 6
BTZ | 2__EHAWK000 | 5 |  |  |  | BTZ | 2__FALBU000 | 6
BTZ | 2__EHOLB000 | 5 |  |  |  | BTZ | 2__FALTI000 | 6
BTZ | 2__EHOME000 | 5 |  |  |  | BTZ | 2__FANGE000 | 6
BTZ | 2__EHPOW000 | 5 |  |  |  | BTZ | 2__FANGE001 | 6
BTZ | 2__EHPOW001 | 5 |  |  |  | BTZ | 2__FARIZ000 | 6
BTZ | 2__EHPOW002 | 5 |  |  |  | BTZ | 2__FARRU000 | 6
BTZ | 2__EHUDG000 | 5 |  |  |  | BTZ | 2__FAVRO000 | 6
BTZ | 2__EHUDS000 | 5 |  |  |  | BTZ | 2__FAXIS000 | 6
BTZ | 2__EHUDS001 | 5 |  |  |  | BTZ | 2__FAXPO000 | 6
BTZ | 2__EHYDE000 | 5 |  |  |  | BTZ | 2__FAZAC000 | 6
BTZ | 2__EIAMP000 | 5 |  |  |  | BTZ | 2__FBARB000 | 6
BTZ | 2__EIMPO000 | 5 |  |  |  | BTZ | 2__FBAYS000 | 6
BTZ | 2__EINDE000 | 5 |  |  |  | BTZ | 2__FBCFC000 | 6
BTZ | 2__EINVE000 | 5 |  |  |  | BTZ | 2__FBETH000 | 6
BTZ | 2__EIRES000 | 5 |  |  |  | BTZ | 2__FBGAS000 | 6
BTZ | 2__EIRID000 | 5 |  |  |  | BTZ | 2__FBIZZ000 | 6
BTZ | 2__EJERE000 | 5 |  |  |  | BTZ | 2__FBLBL000 | 6
BTZ | 2__EKENS000 | 5 |  |  |  | BTZ | 2__FBNRG000 | 6
BTZ | 2__ELIGH000 | 5 |  |  |  | BTZ | 2__FBORE000 | 6
BTZ | 2__ELILY000 | 5 |  |  |  | BTZ | 2__FBREZ000 | 6
BTZ | 2__ELIME000 | 5 |  |  |  | BTZ | 2__FBRZE000 | 6
BTZ | 2__ELOND000 | 5 |  |  |  | BTZ | 2__FBULN000 | 6
BTZ | 2__ELORM000 | 5 |  |  |  | BTZ | 2__FCALI000 | 6
BTZ | 2__ELUME000 | 5 |  |  |  | BTZ | 2__FCALL000 | 6
BTZ | 2__ELUMO000 | 5 |  |  |  | BTZ | 2__FCBRA000 | 6
BTZ | 2__ELVDR000 | 5 |  |  |  | BTZ | 2__FCFWR000 | 6
BTZ | 2__EMAEL000 | 5 |  |  |  | BTZ | 2__FCILI000 | 6
BTZ | 2__EMAET000 | 5 |  |  |  | BTZ | 2__FCIRC000 | 6
BTZ | 2__EMAGN000 | 5 |  |  |  | BTZ | 2__FCMRO000 | 6
BTZ | 2__EMAIN000 | 5 |  |  |  | BTZ | 2__FCNDL000 | 6
BTZ | 2__EMANW000 | 5 |  |  |  | BTZ | 2__FCNRG000 | 6
BTZ | 2__EMARB000 | 5 |  |  |  | BTZ | 2__FCOLG000 | 6
BTZ | 2__EMARI000 | 5 |  |  |  | BTZ | 2__FCOLO000 | 6
BTZ | 2__EMATT000 | 5 |  |  |  | BTZ | 2__FCOMT000 | 6
BTZ | 2__EMIDE000 | 5 |  |  |  | BTZ | 2__FCOOP000 | 6
BTZ | 2__EMINT000 | 5 |  |  |  | BTZ | 2__FCOOP001 | 6
BTZ | 2__EMISS000 | 5 |  |  |  | BTZ | 2__FCORE000 | 6
BTZ | 2__EMONT000 | 5 |  |  |  | BTZ | 2__FCOUL000 | 6
BTZ | 2__EMRCY000 | 5 |  |  |  | BTZ | 2__FCOVE000 | 6
BTZ | 2__EMTRL000 | 5 |  |  |  | BTZ | 2__FCPPR000 | 6
BTZ | 2__ENATP000 | 5 |  |  |  | BTZ | 2__FCYCL000 | 6
BTZ | 2__ENCKL000 | 5 |  |  |  | BTZ | 2__FDESL000 | 6
BTZ | 2__ENEEB000 | 5 |  |  |  | BTZ | 2__FDFDL000 | 6
BTZ | 2__ENEVA000 | 5 |  |  |  | BTZ | 2__FDIRA000 | 6
BTZ | 2__ENEWP000 | 5 |  |  |  | BTZ | 2__FDNRG000 | 6
BTZ | 2__ENORW000 | 5 |  |  |  | BTZ | 2__FDRGI000 | 6
BTZ | 2__ENUCE000 | 5 |  |  |  | BTZ | 2__FDUAL000 | 6
BTZ | 2__EOGAS000 | 5 |  |  |  | BTZ | 2__FEBES000 | 6
BTZ | 2__EOMNI000 | 5 |  |  |  | BTZ | 2__FECOA000 | 6
BTZ | 2__EOPAL000 | 5 |  |  |  | BTZ | 2__FECON000 | 6
BTZ | 2__EOREB000 | 5 |  |  |  | BTZ | 2__FECOT000 | 6
BTZ | 2__EOREG000 | 5 |  |  |  | BTZ | 2__FEDDI000 | 6
BTZ | 2__EOSMI000 | 5 |  |  |  | BTZ | 2__FEDGE000 | 6
BTZ | 2__EOVAL000 | 5 |  |  |  | BTZ | 2__FEDIR000 | 6
BTZ | 2__EOVOE000 | 5 |  |  |  | BTZ | 2__FEELC000 | 6
BTZ | 2__EOXPO000 | 5 |  |  |  | BTZ | 2__FEENG000 | 6
BTZ | 2__EPADD000 | 5 |  |  |  | BTZ | 2__FEESL000 | 6
BTZ | 2__EPALL000 | 5 |  |  |  | BTZ | 2__FEETL000 | 6
BTZ | 2__EPERL000 | 5 |  |  |  | BTZ | 2__FEFLS000 | 6
BTZ | 2__EPGEN000 | 5 |  |  |  | BTZ | 2__FEGML000 | 6
BTZ | 2__EPILO000 | 5 |  |  |  | BTZ | 2__FELEC000 | 6
BTZ | 2__EPION000 | 5 |  |  |  | BTZ | 2__FEMEB000 | 6
BTZ | 2__EPIRO000 | 5 |  |  |  | BTZ | 2__FEMZO000 | 6
BTZ | 2__EPOWQ000 | 5 |  |  |  | BTZ | 2__FENDC000 | 6
BTZ | 2__EPROZ000 | 5 |  |  |  | BTZ | 2__FENDC001 | 6
BTZ | 2__EPSUK000 | 5 |  |  |  | BTZ | 2__FENDC002 | 6
BTZ | 2__EPURE000 | 5 |  |  |  | BTZ | 2__FENEC000 | 6
BTZ | 2__EPUTY000 | 5 |  |  |  | BTZ | 2__FENGQ000 | 6
BTZ | 2__EQEEN000 | 5 |  |  |  | BTZ | 2__FENRD000 | 6
BTZ | 2__ERAYL000 | 5 |  |  |  | BTZ | 2__FENRD002 | 6
BTZ | 2__EREGE000 | 5 |  |  |  | BTZ | 2__FENRG000 | 6
BTZ | 2__ERENC000 | 5 |  |  |  | BTZ | 2__FENRG002 | 6
BTZ | 2__ERHOD000 | 5 |  |  |  | BTZ | 2__FEOND000 | 6
BTZ | 2__EROSE000 | 5 |  |  |  | BTZ | 2__FEPHH000 | 6
BTZ | 2__ERUTH000 | 5 |  |  |  | BTZ | 2__FESSL000 | 6
BTZ | 2__ERWED000 | 5 |  |  |  | BTZ | 2__FEURO000 | 6
BTZ | 2__ERWED001 | 5 |  |  |  | BTZ | 2__FEUST000 | 6
BTZ | 2__ESANT000 | 5 |  |  |  | BTZ | 2__FEVER000 | 6
BTZ | 2__ESAPH000 | 5 |  |  |  | BTZ | 2__FEXGL000 | 6
BTZ | 2__ESATU000 | 5 |  |  |  | BTZ | 2__FFARA000 | 6
BTZ | 2__ESCAF000 | 5 |  |  |  | BTZ | 2__FFARR000 | 6
BTZ | 2__ESEEB000 | 5 |  |  |  | BTZ | 2__FFLEX000 | 6
BTZ | 2__ESEEE000 | 5 |  |  |  | BTZ | 2__FFLEX001 | 6
BTZ | 2__ESIMC000 | 5 |  |  |  | BTZ | 2__FFNRG000 | 6
BTZ | 2__ESING000 | 5 |  |  |  | BTZ | 2__FFRST000 | 6
BTZ | 2__ESINQ000 | 5 |  |  |  | BTZ | 2__FFSEN000 | 6
BTZ | 2__ESIRO000 | 5 |  |  |  | BTZ | 2__FFXGL000 | 6
BTZ | 2__ESKID000 | 5 |  |  |  | BTZ | 2__FGALE000 | 6
BTZ | 2__ESKLN000 | 5 |  |  |  | BTZ | 2__FGANY000 | 6
BTZ | 2__ESLVR000 | 5 |  |  |  | BTZ | 2__FGESL000 | 6
BTZ | 2__ESMAR000 | 5 |  |  |  | BTZ | 2__FGETW000 | 6
BTZ | 2__ESMAR001 | 5 |  |  |  | BTZ | 2__FGMTR000 | 6
BTZ | 2__ESNFR000 | 5 |  |  |  | BTZ | 2__FGNRG000 | 6
BTZ | 2__ESOUT000 | 5 |  |  |  | BTZ | 2__FGONG000 | 6
BTZ | 2__ESPAL000 | 5 |  |  |  | BTZ | 2__FHAVE000 | 6
BTZ | 2__ESPOW000 | 5 |  |  |  | BTZ | 2__FHAWK000 | 6
BTZ | 2__ESPRK000 | 5 |  |  |  | BTZ | 2__FHOLB000 | 6
BTZ | 2__ESQKY000 | 5 |  |  |  | BTZ | 2__FHOME000 | 6
BTZ | 2__ESTAT000 | 5 |  |  |  | BTZ | 2__FHPOW000 | 6
BTZ | 2__ESWAE000 | 5 |  |  |  | BTZ | 2__FHPOW001 | 6
BTZ | 2__ESWDP000 | 5 |  |  |  | BTZ | 2__FHPOW002 | 6
BTZ | 2__ESWEB000 | 5 |  |  |  | BTZ | 2__FHUDG000 | 6
BTZ | 2__ESWEL000 | 5 |  |  |  | BTZ | 2__FHUDS000 | 6
BTZ | 2__ESYMB000 | 5 |  |  |  | BTZ | 2__FHUDS001 | 6
BTZ | 2__ETEMP000 | 5 |  |  |  | BTZ | 2__FHYDE000 | 6
BTZ | 2__ETEXA000 | 5 |  |  |  | BTZ | 2__FIMPO000 | 6
BTZ | 2__ETGPL000 | 5 |  |  |  | BTZ | 2__FINDE000 | 6
BTZ | 2__ETHLE000 | 5 |  |  |  | BTZ | 2__FINVE000 | 6
BTZ | 2__ETHRE000 | 5 |  |  |  | BTZ | 2__FIRES000 | 6
BTZ | 2__ETILL000 | 5 |  |  |  | BTZ | 2__FIRID000 | 6
BTZ | 2__ETLWD000 | 5 |  |  |  | BTZ | 2__FJERE000 | 6
BTZ | 2__ETNDO000 | 5 |  |  |  | BTZ | 2__FKENS000 | 6
BTZ | 2__ETOGO000 | 5 |  |  |  | BTZ | 2__FLIGH000 | 6
BTZ | 2__ETONB000 | 5 |  |  |  | BTZ | 2__FLILY000 | 6
BTZ | 2__ETOTO000 | 5 |  |  |  | BTZ | 2__FLIME000 | 6
BTZ | 2__ETRAM000 | 5 |  |  |  | BTZ | 2__FLOND000 | 6
BTZ | 2__ETREX000 | 5 |  |  |  | BTZ | 2__FLORM000 | 6
BTZ | 2__ETULP000 | 5 |  |  |  | BTZ | 2__FLUME000 | 6
BTZ | 2__EUKPR000 | 5 |  |  |  | BTZ | 2__FLUMO000 | 6
BTZ | 2__EVERM000 | 5 |  |  |  | BTZ | 2__FLVDR000 | 6
BTZ | 2__EVETS000 | 5 |  |  |  | BTZ | 2__FMAEL000 | 6
BTZ | 2__EVIPR000 | 5 |  |  |  | BTZ | 2__FMAET000 | 6
BTZ | 2__EVIRG000 | 5 |  |  |  | BTZ | 2__FMAGN000 | 6
BTZ | 2__EVNGA000 | 5 |  |  |  | BTZ | 2__FMAIN000 | 6
BTZ | 2__EVNQT000 | 5 |  |  |  | BTZ | 2__FMANW000 | 6
BTZ | 2__EVOLT000 | 5 |  |  |  | BTZ | 2__FMARB000 | 6
BTZ | 2__EWASH000 | 5 |  |  |  | BTZ | 2__FMARI000 | 6
BTZ | 2__EWILL000 | 5 |  |  |  | BTZ | 2__FMATT000 | 6
BTZ | 2__EYELG000 | 5 |  |  |  | BTZ | 2__FMIDE000 | 6
BTZ | 2__EYNRG000 | 5 |  |  |  | BTZ | 2__FMINT000 | 6
BTZ | 2__EZPYR000 | 5 |  |  |  | BTZ | 2__FMISS000 | 6
BTZ | 2__EZYTH000 | 5 |  |  |  | BTZ | 2__FMONT000 | 6
BTZ | 2__FALAB000 | 6 |  |  |  | BTZ | 2__FMRCY000 | 6
BTZ | 2__FALAS000 | 6 |  |  |  | BTZ | 2__FMTRL000 | 6
BTZ | 2__FALTI000 | 6 |  |  |  | BTZ | 2__FNATP000 | 6
BTZ | 2__FANGE000 | 6 |  |  |  | BTZ | 2__FNCKL000 | 6
BTZ | 2__FANGE001 | 6 |  |  |  | BTZ | 2__FNEEB000 | 6
BTZ | 2__FANGE002 | 6 |  |  |  | BTZ | 2__FNEVA000 | 6
BTZ | 2__FANGE003 | 6 |  |  |  | BTZ | 2__FNEWP000 | 6
BTZ | 2__FARIZ000 | 6 |  |  |  | BTZ | 2__FNORW000 | 6
BTZ | 2__FARRU000 | 6 |  |  |  | BTZ | 2__FNUCE000 | 6
BTZ | 2__FAVRO000 | 6 |  |  |  | BTZ | 2__FOBER000 | 6
BTZ | 2__FAXIS000 | 6 |  |  |  | BTZ | 2__FOGAS000 | 6
BTZ | 2__FAXPO000 | 6 |  |  |  | BTZ | 2__FOPAL000 | 6
BTZ | 2__FAZAC000 | 6 |  |  |  | BTZ | 2__FOREB000 | 6
BTZ | 2__FBARB000 | 6 |  |  |  | BTZ | 2__FOREG000 | 6
BTZ | 2__FBAYS000 | 6 |  |  |  | BTZ | 2__FOSMI000 | 6
BTZ | 2__FBCFC000 | 6 |  |  |  | BTZ | 2__FOVOE000 | 6
BTZ | 2__FBELS000 | 6 |  |  |  | BTZ | 2__FOXPO000 | 6
BTZ | 2__FBETH000 | 6 |  |  |  | BTZ | 2__FPADD000 | 6
BTZ | 2__FBGAS000 | 6 |  |  |  | BTZ | 2__FPALL000 | 6
BTZ | 2__FBIZZ000 | 6 |  |  |  | BTZ | 2__FPARK000 | 6
BTZ | 2__FBLBL000 | 6 |  |  |  | BTZ | 2__FPGEN000 | 6
BTZ | 2__FBNRG000 | 6 |  |  |  | BTZ | 2__FPILO000 | 6
BTZ | 2__FBORE000 | 6 |  |  |  | BTZ | 2__FPION000 | 6
BTZ | 2__FBORO000 | 6 |  |  |  | BTZ | 2__FPIRO000 | 6
BTZ | 2__FBOWF000 | 6 |  |  |  | BTZ | 2__FPOWQ000 | 6
BTZ | 2__FBPGM000 | 6 |  |  |  | BTZ | 2__FPROZ000 | 6
BTZ | 2__FBREZ000 | 6 |  |  |  | BTZ | 2__FPSUK000 | 6
BTZ | 2__FBRZE000 | 6 |  |  |  | BTZ | 2__FPURE000 | 6
BTZ | 2__FBULN000 | 6 |  |  |  | BTZ | 2__FPUTY000 | 6
BTZ | 2__FCALI000 | 6 |  |  |  | BTZ | 2__FQEEN000 | 6
BTZ | 2__FCALL000 | 6 |  |  |  | BTZ | 2__FRAYL000 | 6
BTZ | 2__FCBRA000 | 6 |  |  |  | BTZ | 2__FREGE000 | 6
BTZ | 2__FCFWR000 | 6 |  |  |  | BTZ | 2__FRENC000 | 6
BTZ | 2__FCILI000 | 6 |  |  |  | BTZ | 2__FRHOD000 | 6
BTZ | 2__FCIRC000 | 6 |  |  |  | BTZ | 2__FROSE000 | 6
BTZ | 2__FCMRO000 | 6 |  |  |  | BTZ | 2__FRUTH000 | 6
BTZ | 2__FCNDL000 | 6 |  |  |  | BTZ | 2__FRWED000 | 6
BTZ | 2__FCNRD000 | 6 |  |  |  | BTZ | 2__FSANT000 | 6
BTZ | 2__FCNRG000 | 6 |  |  |  | BTZ | 2__FSAPH000 | 6
BTZ | 2__FCOLG000 | 6 |  |  |  | BTZ | 2__FSATU000 | 6
BTZ | 2__FCOLO000 | 6 |  |  |  | BTZ | 2__FSCAF000 | 6
BTZ | 2__FCOMT000 | 6 |  |  |  | BTZ | 2__FSEEB000 | 6
BTZ | 2__FCONI000 | 6 |  |  |  | BTZ | 2__FSEEE000 | 6
BTZ | 2__FCOOP000 | 6 |  |  |  | BTZ | 2__FSING000 | 6
BTZ | 2__FCOOP001 | 6 |  |  |  | BTZ | 2__FSINQ000 | 6
BTZ | 2__FCORE000 | 6 |  |  |  | BTZ | 2__FSIRO000 | 6
BTZ | 2__FCOUL000 | 6 |  |  |  | BTZ | 2__FSKLN000 | 6
BTZ | 2__FCOVE000 | 6 |  |  |  | BTZ | 2__FSLVR000 | 6
BTZ | 2__FCPPR000 | 6 |  |  |  | BTZ | 2__FSMAR000 | 6
BTZ | 2__FCYCL000 | 6 |  |  |  | BTZ | 2__FSNFR000 | 6
BTZ | 2__FDESL000 | 6 |  |  |  | BTZ | 2__FSOUT000 | 6
BTZ | 2__FDFDL000 | 6 |  |  |  | BTZ | 2__FSPAL000 | 6
BTZ | 2__FDIRA000 | 6 |  |  |  | BTZ | 2__FSPOW000 | 6
BTZ | 2__FDNRG000 | 6 |  |  |  | BTZ | 2__FSPRK000 | 6
BTZ | 2__FDRGI000 | 6 |  |  |  | BTZ | 2__FSTAT000 | 6
BTZ | 2__FDUAL000 | 6 |  |  |  | BTZ | 2__FSWAE000 | 6
BTZ | 2__FEBES000 | 6 |  |  |  | BTZ | 2__FSWDP000 | 6
BTZ | 2__FECOA000 | 6 |  |  |  | BTZ | 2__FSWEB000 | 6
BTZ | 2__FECON000 | 6 |  |  |  | BTZ | 2__FSWEL000 | 6
BTZ | 2__FECOT000 | 6 |  |  |  | BTZ | 2__FSYMB000 | 6
BTZ | 2__FEDDI000 | 6 |  |  |  | BTZ | 2__FTANA000 | 6
BTZ | 2__FEDFE000 | 6 |  |  |  | BTZ | 2__FTEMP000 | 6
BTZ | 2__FEDGE000 | 6 |  |  |  | BTZ | 2__FTEXA000 | 6
BTZ | 2__FEDGE001 | 6 |  |  |  | BTZ | 2__FTGPL000 | 6
BTZ | 2__FEDGE002 | 6 |  |  |  | BTZ | 2__FTHLE000 | 6
BTZ | 2__FEDIR000 | 6 |  |  |  | BTZ | 2__FTHRE000 | 6
BTZ | 2__FEELC000 | 6 |  |  |  | BTZ | 2__FTLWD000 | 6
BTZ | 2__FEENG000 | 6 |  |  |  | BTZ | 2__FTNDO000 | 6
BTZ | 2__FEETL000 | 6 |  |  |  | BTZ | 2__FTOGO000 | 6
BTZ | 2__FEFLS000 | 6 |  |  |  | BTZ | 2__FTOTO000 | 6
BTZ | 2__FEGDX000 | 6 |  |  |  | BTZ | 2__FTRAM000 | 6
BTZ | 2__FEGML000 | 6 |  |  |  | BTZ | 2__FTREX000 | 6
BTZ | 2__FELEC000 | 6 |  |  |  | BTZ | 2__FTULP000 | 6
BTZ | 2__FEMEB000 | 6 |  |  |  | BTZ | 2__FUKPR000 | 6
BTZ | 2__FEMZO000 | 6 |  |  |  | BTZ | 2__FVAVU000 | 6
BTZ | 2__FENDC000 | 6 |  |  |  | BTZ | 2__FVERM000 | 6
BTZ | 2__FENDC001 | 6 |  |  |  | BTZ | 2__FVETS000 | 6
BTZ | 2__FENDC002 | 6 |  |  |  | BTZ | 2__FVIPR000 | 6
BTZ | 2__FENEC000 | 6 |  |  |  | BTZ | 2__FVIRG000 | 6
BTZ | 2__FENER000 | 6 |  |  |  | BTZ | 2__FVNGA000 | 6
BTZ | 2__FENGQ000 | 6 |  |  |  | BTZ | 2__FVNQT000 | 6
BTZ | 2__FENRD000 | 6 |  |  |  | BTZ | 2__FVOLT000 | 6
BTZ | 2__FENRD002 | 6 |  |  |  | BTZ | 2__FWASH000 | 6
BTZ | 2__FENRG000 | 6 |  |  |  | BTZ | 2__FYELG000 | 6
BTZ | 2__FENRG002 | 6 |  |  |  | BTZ | 2__FZPYR000 | 6
BTZ | 2__FENRG003 | 6 |  |  |  | BTZ | 2__GALAB000 | 7
BTZ | 2__FEOND000 | 6 |  |  |  | BTZ | 2__GALAS000 | 7
BTZ | 2__FEPHH000 | 6 |  |  |  | BTZ | 2__GALBU000 | 7
BTZ | 2__FEQUI000 | 6 |  |  |  | BTZ | 2__GALTI000 | 7
BTZ | 2__FESSL000 | 6 |  |  |  | BTZ | 2__GANGE000 | 7
BTZ | 2__FEURO000 | 6 |  |  |  | BTZ | 2__GANGE001 | 7
BTZ | 2__FEUST000 | 6 |  |  |  | BTZ | 2__GARIZ000 | 7
BTZ | 2__FEVER000 | 6 |  |  |  | BTZ | 2__GARRU000 | 7
BTZ | 2__FEXGL000 | 6 |  |  |  | BTZ | 2__GAVRO000 | 7
BTZ | 2__FFARA000 | 6 |  |  |  | BTZ | 2__GAXIS000 | 7
BTZ | 2__FFARR000 | 6 |  |  |  | BTZ | 2__GAXPO000 | 7
BTZ | 2__FFLEX000 | 6 |  |  |  | BTZ | 2__GAZAC000 | 7
BTZ | 2__FFLEX001 | 6 |  |  |  | BTZ | 2__GBARB000 | 7
BTZ | 2__FFNRG000 | 6 |  |  |  | BTZ | 2__GBAYS000 | 7
BTZ | 2__FFRST000 | 6 |  |  |  | BTZ | 2__GBCFC000 | 7
BTZ | 2__FFSEN000 | 6 |  |  |  | BTZ | 2__GBETH000 | 7
BTZ | 2__FFXGL000 | 6 |  |  |  | BTZ | 2__GBGAS000 | 7
BTZ | 2__FGALE000 | 6 |  |  |  | BTZ | 2__GBIZZ000 | 7
BTZ | 2__FGANY000 | 6 |  |  |  | BTZ | 2__GBLBL000 | 7
BTZ | 2__FGESL000 | 6 |  |  |  | BTZ | 2__GBNRG000 | 7
BTZ | 2__FGETW000 | 6 |  |  |  | BTZ | 2__GBORE000 | 7
BTZ | 2__FGLDE000 | 6 |  |  |  | BTZ | 2__GBREZ000 | 7
BTZ | 2__FGMTR000 | 6 |  |  |  | BTZ | 2__GBRZE000 | 7
BTZ | 2__FGMTX000 | 6 |  |  |  | BTZ | 2__GBULN000 | 7
BTZ | 2__FGNRG000 | 6 |  |  |  | BTZ | 2__GCALI000 | 7
BTZ | 2__FGONG000 | 6 |  |  |  | BTZ | 2__GCALL000 | 7
BTZ | 2__FGOOD000 | 6 |  |  |  | BTZ | 2__GCBRA000 | 7
BTZ | 2__FHAVE000 | 6 |  |  |  | BTZ | 2__GCFWR000 | 7
BTZ | 2__FHAWK000 | 6 |  |  |  | BTZ | 2__GCILI000 | 7
BTZ | 2__FHOLB000 | 6 |  |  |  | BTZ | 2__GCIRC000 | 7
BTZ | 2__FHOME000 | 6 |  |  |  | BTZ | 2__GCMRO000 | 7
BTZ | 2__FHPOW000 | 6 |  |  |  | BTZ | 2__GCNDL000 | 7
BTZ | 2__FHPOW001 | 6 |  |  |  | BTZ | 2__GCNRG000 | 7
BTZ | 2__FHPOW002 | 6 |  |  |  | BTZ | 2__GCOLG000 | 7
BTZ | 2__FHUDG000 | 6 |  |  |  | BTZ | 2__GCOLO000 | 7
BTZ | 2__FHUDS000 | 6 |  |  |  | BTZ | 2__GCOMT000 | 7
BTZ | 2__FHUDS001 | 6 |  |  |  | BTZ | 2__GCOOP000 | 7
BTZ | 2__FHYDE000 | 6 |  |  |  | BTZ | 2__GCORE000 | 7
BTZ | 2__FIAMP000 | 6 |  |  |  | BTZ | 2__GCOUL000 | 7
BTZ | 2__FIMPO000 | 6 |  |  |  | BTZ | 2__GCOVE000 | 7
BTZ | 2__FINDE000 | 6 |  |  |  | BTZ | 2__GCPPR000 | 7
BTZ | 2__FINVE000 | 6 |  |  |  | BTZ | 2__GCYCL000 | 7
BTZ | 2__FIRES000 | 6 |  |  |  | BTZ | 2__GDESL000 | 7
BTZ | 2__FIRID000 | 6 |  |  |  | BTZ | 2__GDFDL000 | 7
BTZ | 2__FJERE000 | 6 |  |  |  | BTZ | 2__GDIRA000 | 7
BTZ | 2__FKENS000 | 6 |  |  |  | BTZ | 2__GDNRG000 | 7
BTZ | 2__FLIGH000 | 6 |  |  |  | BTZ | 2__GDRGI000 | 7
BTZ | 2__FLILY000 | 6 |  |  |  | BTZ | 2__GDUAL000 | 7
BTZ | 2__FLIME000 | 6 |  |  |  | BTZ | 2__GEBES000 | 7
BTZ | 2__FLOND000 | 6 |  |  |  | BTZ | 2__GECOA000 | 7
BTZ | 2__FLOND001 | 6 |  |  |  | BTZ | 2__GECON000 | 7
BTZ | 2__FLOND002 | 6 |  |  |  | BTZ | 2__GECOT000 | 7
BTZ | 2__FLORM000 | 6 |  |  |  | BTZ | 2__GEDDI000 | 7
BTZ | 2__FLUME000 | 6 |  |  |  | BTZ | 2__GEDGE000 | 7
BTZ | 2__FLUMO000 | 6 |  |  |  | BTZ | 2__GEDIR000 | 7
BTZ | 2__FLVDR000 | 6 |  |  |  | BTZ | 2__GEELC000 | 7
BTZ | 2__FMAEL000 | 6 |  |  |  | BTZ | 2__GEENG000 | 7
BTZ | 2__FMAET000 | 6 |  |  |  | BTZ | 2__GEESL000 | 7
BTZ | 2__FMAGN000 | 6 |  |  |  | BTZ | 2__GEETL000 | 7
BTZ | 2__FMAIN000 | 6 |  |  |  | BTZ | 2__GEFLS000 | 7
BTZ | 2__FMANW000 | 6 |  |  |  | BTZ | 2__GEGML000 | 7
BTZ | 2__FMARB000 | 6 |  |  |  | BTZ | 2__GELEC000 | 7
BTZ | 2__FMARI000 | 6 |  |  |  | BTZ | 2__GEMEB000 | 7
BTZ | 2__FMATT000 | 6 |  |  |  | BTZ | 2__GEMZO000 | 7
BTZ | 2__FMIDE000 | 6 |  |  |  | BTZ | 2__GENDC000 | 7
BTZ | 2__FMINT000 | 6 |  |  |  | BTZ | 2__GENDC001 | 7
BTZ | 2__FMISS000 | 6 |  |  |  | BTZ | 2__GENEC000 | 7
BTZ | 2__FMONT000 | 6 |  |  |  | BTZ | 2__GENGQ000 | 7
BTZ | 2__FMRCY000 | 6 |  |  |  | BTZ | 2__GENRD000 | 7
BTZ | 2__FMTRL000 | 6 |  |  |  | BTZ | 2__GENRD002 | 7
BTZ | 2__FNATP000 | 6 |  |  |  | BTZ | 2__GENRG000 | 7
BTZ | 2__FNCKL000 | 6 |  |  |  | BTZ | 2__GENRG002 | 7
BTZ | 2__FNEEB000 | 6 |  |  |  | BTZ | 2__GEOND000 | 7
BTZ | 2__FNEVA000 | 6 |  |  |  | BTZ | 2__GEPHH000 | 7
BTZ | 2__FNEWP000 | 6 |  |  |  | BTZ | 2__GESSL000 | 7
BTZ | 2__FNORW000 | 6 |  |  |  | BTZ | 2__GEURO000 | 7
BTZ | 2__FNUCE000 | 6 |  |  |  | BTZ | 2__GEUST000 | 7
BTZ | 2__FOGAS000 | 6 |  |  |  | BTZ | 2__GEVER000 | 7
BTZ | 2__FOMNI000 | 6 |  |  |  | BTZ | 2__GEXGL000 | 7
BTZ | 2__FOPAL000 | 6 |  |  |  | BTZ | 2__GFARA000 | 7
BTZ | 2__FOREB000 | 6 |  |  |  | BTZ | 2__GFARR000 | 7
BTZ | 2__FOREG000 | 6 |  |  |  | BTZ | 2__GFLEX000 | 7
BTZ | 2__FOSMI000 | 6 |  |  |  | BTZ | 2__GFNRG000 | 7
BTZ | 2__FOVAL000 | 6 |  |  |  | BTZ | 2__GFRST000 | 7
BTZ | 2__FOVOE000 | 6 |  |  |  | BTZ | 2__GFSEN000 | 7
BTZ | 2__FOXPO000 | 6 |  |  |  | BTZ | 2__GFSEN001 | 7
BTZ | 2__FPADD000 | 6 |  |  |  | BTZ | 2__GFXGL000 | 7
BTZ | 2__FPALL000 | 6 |  |  |  | BTZ | 2__GGALE000 | 7
BTZ | 2__FPERL000 | 6 |  |  |  | BTZ | 2__GGANY000 | 7
BTZ | 2__FPGEN000 | 6 |  |  |  | BTZ | 2__GGESL000 | 7
BTZ | 2__FPILO000 | 6 |  |  |  | BTZ | 2__GGETW000 | 7
BTZ | 2__FPION000 | 6 |  |  |  | BTZ | 2__GGMTR000 | 7
BTZ | 2__FPIRO000 | 6 |  |  |  | BTZ | 2__GGNRG000 | 7
BTZ | 2__FPOWQ000 | 6 |  |  |  | BTZ | 2__GGONG000 | 7
BTZ | 2__FPROZ000 | 6 |  |  |  | BTZ | 2__GHAVE000 | 7
BTZ | 2__FPSUK000 | 6 |  |  |  | BTZ | 2__GHAWK000 | 7
BTZ | 2__FPURE000 | 6 |  |  |  | BTZ | 2__GHOLB000 | 7
BTZ | 2__FPUTY000 | 6 |  |  |  | BTZ | 2__GHOME000 | 7
BTZ | 2__FQEEN000 | 6 |  |  |  | BTZ | 2__GHPOW000 | 7
BTZ | 2__FRAYL000 | 6 |  |  |  | BTZ | 2__GHPOW001 | 7
BTZ | 2__FREGE000 | 6 |  |  |  | BTZ | 2__GHPOW002 | 7
BTZ | 2__FRENC000 | 6 |  |  |  | BTZ | 2__GHUDG000 | 7
BTZ | 2__FRHOD000 | 6 |  |  |  | BTZ | 2__GHUDS000 | 7
BTZ | 2__FROSE000 | 6 |  |  |  | BTZ | 2__GHYDE000 | 7
BTZ | 2__FRUTH000 | 6 |  |  |  | BTZ | 2__GIMPO000 | 7
BTZ | 2__FRWED000 | 6 |  |  |  | BTZ | 2__GINDE000 | 7
BTZ | 2__FRWED001 | 6 |  |  |  | BTZ | 2__GINVE000 | 7
BTZ | 2__FSANT000 | 6 |  |  |  | BTZ | 2__GIRES000 | 7
BTZ | 2__FSAPH000 | 6 |  |  |  | BTZ | 2__GIRID000 | 7
BTZ | 2__FSATU000 | 6 |  |  |  | BTZ | 2__GJERE000 | 7
BTZ | 2__FSCAF000 | 6 |  |  |  | BTZ | 2__GKENS000 | 7
BTZ | 2__FSEEB000 | 6 |  |  |  | BTZ | 2__GLIGH000 | 7
BTZ | 2__FSEEE000 | 6 |  |  |  | BTZ | 2__GLILY000 | 7
BTZ | 2__FSIMC000 | 6 |  |  |  | BTZ | 2__GLIME000 | 7
BTZ | 2__FSING000 | 6 |  |  |  | BTZ | 2__GLOND000 | 7
BTZ | 2__FSINQ000 | 6 |  |  |  | BTZ | 2__GLORM000 | 7
BTZ | 2__FSIRO000 | 6 |  |  |  | BTZ | 2__GLUME000 | 7
BTZ | 2__FSKID000 | 6 |  |  |  | BTZ | 2__GLUMO000 | 7
BTZ | 2__FSKLN000 | 6 |  |  |  | BTZ | 2__GLVDR000 | 7
BTZ | 2__FSLVR000 | 6 |  |  |  | BTZ | 2__GMAEL000 | 7
BTZ | 2__FSMAR000 | 6 |  |  |  | BTZ | 2__GMAET000 | 7
BTZ | 2__FSNFR000 | 6 |  |  |  | BTZ | 2__GMAGN000 | 7
BTZ | 2__FSOUT000 | 6 |  |  |  | BTZ | 2__GMAIN000 | 7
BTZ | 2__FSPAL000 | 6 |  |  |  | BTZ | 2__GMANW000 | 7
BTZ | 2__FSPOW000 | 6 |  |  |  | BTZ | 2__GMARB000 | 7
BTZ | 2__FSPRK000 | 6 |  |  |  | BTZ | 2__GMARI000 | 7
BTZ | 2__FSQKY000 | 6 |  |  |  | BTZ | 2__GMATT000 | 7
BTZ | 2__FSTAT000 | 6 |  |  |  | BTZ | 2__GMIDE000 | 7
BTZ | 2__FSWAE000 | 6 |  |  |  | BTZ | 2__GMINT000 | 7
BTZ | 2__FSWDP000 | 6 |  |  |  | BTZ | 2__GMISS000 | 7
BTZ | 2__FSWEB000 | 6 |  |  |  | BTZ | 2__GMONT000 | 7
BTZ | 2__FSWEL000 | 6 |  |  |  | BTZ | 2__GMRCY000 | 7
BTZ | 2__FSYMB000 | 6 |  |  |  | BTZ | 2__GMTRL000 | 7
BTZ | 2__FTEMP000 | 6 |  |  |  | BTZ | 2__GNATP000 | 7
BTZ | 2__FTEXA000 | 6 |  |  |  | BTZ | 2__GNCKL000 | 7
BTZ | 2__FTGPL000 | 6 |  |  |  | BTZ | 2__GNEEB000 | 7
BTZ | 2__FTHLE000 | 6 |  |  |  | BTZ | 2__GNEVA000 | 7
BTZ | 2__FTHRE000 | 6 |  |  |  | BTZ | 2__GNEWP000 | 7
BTZ | 2__FTILL000 | 6 |  |  |  | BTZ | 2__GNORW000 | 7
BTZ | 2__FTLWD000 | 6 |  |  |  | BTZ | 2__GNUCE000 | 7
BTZ | 2__FTNDO000 | 6 |  |  |  | BTZ | 2__GOBER000 | 7
BTZ | 2__FTOGO000 | 6 |  |  |  | BTZ | 2__GOGAS000 | 7
BTZ | 2__FTONB000 | 6 |  |  |  | BTZ | 2__GOPAL000 | 7
BTZ | 2__FTOTO000 | 6 |  |  |  | BTZ | 2__GOREB000 | 7
BTZ | 2__FTRAM000 | 6 |  |  |  | BTZ | 2__GOREG000 | 7
BTZ | 2__FTREX000 | 6 |  |  |  | BTZ | 2__GOSMI000 | 7
BTZ | 2__FTULP000 | 6 |  |  |  | BTZ | 2__GOVOE000 | 7
BTZ | 2__FUKPR000 | 6 |  |  |  | BTZ | 2__GOXPO000 | 7
BTZ | 2__FVERM000 | 6 |  |  |  | BTZ | 2__GPADD000 | 7
BTZ | 2__FVETS000 | 6 |  |  |  | BTZ | 2__GPALL000 | 7
BTZ | 2__FVIPR000 | 6 |  |  |  | BTZ | 2__GPARK000 | 7
BTZ | 2__FVIRG000 | 6 |  |  |  | BTZ | 2__GPGEN000 | 7
BTZ | 2__FVNGA000 | 6 |  |  |  | BTZ | 2__GPILO000 | 7
BTZ | 2__FVNQT000 | 6 |  |  |  | BTZ | 2__GPION000 | 7
BTZ | 2__FVOLT000 | 6 |  |  |  | BTZ | 2__GPIRO000 | 7
BTZ | 2__FWASH000 | 6 |  |  |  | BTZ | 2__GPOWQ000 | 7
BTZ | 2__FWILL000 | 6 |  |  |  | BTZ | 2__GPROZ000 | 7
BTZ | 2__FYELG000 | 6 |  |  |  | BTZ | 2__GPSUK000 | 7
BTZ | 2__FYNRG000 | 6 |  |  |  | BTZ | 2__GPURE000 | 7
BTZ | 2__FZPYR000 | 6 |  |  |  | BTZ | 2__GPUTY000 | 7
BTZ | 2__FZYTH000 | 6 |  |  |  | BTZ | 2__GQEEN000 | 7
BTZ | 2__GALAB000 | 7 |  |  |  | BTZ | 2__GRAYL000 | 7
BTZ | 2__GALAS000 | 7 |  |  |  | BTZ | 2__GREGE000 | 7
BTZ | 2__GALTI000 | 7 |  |  |  | BTZ | 2__GRENC000 | 7
BTZ | 2__GANGE000 | 7 |  |  |  | BTZ | 2__GRHOD000 | 7
BTZ | 2__GANGE001 | 7 |  |  |  | BTZ | 2__GROSE000 | 7
BTZ | 2__GANGE002 | 7 |  |  |  | BTZ | 2__GRUTH000 | 7
BTZ | 2__GANGE003 | 7 |  |  |  | BTZ | 2__GRWED000 | 7
BTZ | 2__GANGE004 | 7 |  |  |  | BTZ | 2__GSANT000 | 7
BTZ | 2__GARIZ000 | 7 |  |  |  | BTZ | 2__GSAPH000 | 7
BTZ | 2__GARRU000 | 7 |  |  |  | BTZ | 2__GSATU000 | 7
BTZ | 2__GAVRO000 | 7 |  |  |  | BTZ | 2__GSCAF000 | 7
BTZ | 2__GAXIS000 | 7 |  |  |  | BTZ | 2__GSEEB000 | 7
BTZ | 2__GAXPO000 | 7 |  |  |  | BTZ | 2__GSEEE000 | 7
BTZ | 2__GAZAC000 | 7 |  |  |  | BTZ | 2__GSING000 | 7
BTZ | 2__GBARB000 | 7 |  |  |  | BTZ | 2__GSINQ000 | 7
BTZ | 2__GBAYS000 | 7 |  |  |  | BTZ | 2__GSIRO000 | 7
BTZ | 2__GBCFC000 | 7 |  |  |  | BTZ | 2__GSKLN000 | 7
BTZ | 2__GBELS000 | 7 |  |  |  | BTZ | 2__GSLVR000 | 7
BTZ | 2__GBETH000 | 7 |  |  |  | BTZ | 2__GSMAR000 | 7
BTZ | 2__GBGAS000 | 7 |  |  |  | BTZ | 2__GSNFR000 | 7
BTZ | 2__GBIZZ000 | 7 |  |  |  | BTZ | 2__GSOUT000 | 7
BTZ | 2__GBLBL000 | 7 |  |  |  | BTZ | 2__GSPAL000 | 7
BTZ | 2__GBNRG000 | 7 |  |  |  | BTZ | 2__GSPOW000 | 7
BTZ | 2__GBORE000 | 7 |  |  |  | BTZ | 2__GSPRK000 | 7
BTZ | 2__GBORO000 | 7 |  |  |  | BTZ | 2__GSTAT000 | 7
BTZ | 2__GBOWF000 | 7 |  |  |  | BTZ | 2__GSWAE000 | 7
BTZ | 2__GBPGM000 | 7 |  |  |  | BTZ | 2__GSWDP000 | 7
BTZ | 2__GBREZ000 | 7 |  |  |  | BTZ | 2__GSWEB000 | 7
BTZ | 2__GBRZE000 | 7 |  |  |  | BTZ | 2__GSWEL000 | 7
BTZ | 2__GBULN000 | 7 |  |  |  | BTZ | 2__GSYMB000 | 7
BTZ | 2__GCALI000 | 7 |  |  |  | BTZ | 2__GTANA000 | 7
BTZ | 2__GCALL000 | 7 |  |  |  | BTZ | 2__GTEMP000 | 7
BTZ | 2__GCBRA000 | 7 |  |  |  | BTZ | 2__GTEXA000 | 7
BTZ | 2__GCFWR000 | 7 |  |  |  | BTZ | 2__GTGPL000 | 7
BTZ | 2__GCILI000 | 7 |  |  |  | BTZ | 2__GTHLE000 | 7
BTZ | 2__GCIRC000 | 7 |  |  |  | BTZ | 2__GTHRE000 | 7
BTZ | 2__GCMRO000 | 7 |  |  |  | BTZ | 2__GTLWD000 | 7
BTZ | 2__GCNDL000 | 7 |  |  |  | BTZ | 2__GTNDO000 | 7
BTZ | 2__GCNRD000 | 7 |  |  |  | BTZ | 2__GTOGO000 | 7
BTZ | 2__GCNRG000 | 7 |  |  |  | BTZ | 2__GTOTO000 | 7
BTZ | 2__GCOLG000 | 7 |  |  |  | BTZ | 2__GTRAM000 | 7
BTZ | 2__GCOLO000 | 7 |  |  |  | BTZ | 2__GTREX000 | 7
BTZ | 2__GCOMT000 | 7 |  |  |  | BTZ | 2__GTULP000 | 7
BTZ | 2__GCONI000 | 7 |  |  |  | BTZ | 2__GUKPR000 | 7
BTZ | 2__GCOOP000 | 7 |  |  |  | BTZ | 2__GVAVU000 | 7
BTZ | 2__GCORE000 | 7 |  |  |  | BTZ | 2__GVERM000 | 7
BTZ | 2__GCOUL000 | 7 |  |  |  | BTZ | 2__GVETS000 | 7
BTZ | 2__GCOVE000 | 7 |  |  |  | BTZ | 2__GVIPR000 | 7
BTZ | 2__GCPPR000 | 7 |  |  |  | BTZ | 2__GVIRG000 | 7
BTZ | 2__GCYCL000 | 7 |  |  |  | BTZ | 2__GVNGA000 | 7
BTZ | 2__GDESL000 | 7 |  |  |  | BTZ | 2__GVNQT000 | 7
BTZ | 2__GDFDL000 | 7 |  |  |  | BTZ | 2__GVOLT000 | 7
BTZ | 2__GDIRA000 | 7 |  |  |  | BTZ | 2__GWASH000 | 7
BTZ | 2__GDNRG000 | 7 |  |  |  | BTZ | 2__GYELG000 | 7
BTZ | 2__GDRGI000 | 7 |  |  |  | BTZ | 2__GZPYR000 | 7
BTZ | 2__GDUAL000 | 7 |  |  |  | BTZ | 2__HALAB000 | 8
BTZ | 2__GEBES000 | 7 |  |  |  | BTZ | 2__HALAS000 | 8
BTZ | 2__GECOA000 | 7 |  |  |  | BTZ | 2__HALBU000 | 8
BTZ | 2__GECON000 | 7 |  |  |  | BTZ | 2__HALTI000 | 8
BTZ | 2__GECOT000 | 7 |  |  |  | BTZ | 2__HANGE000 | 8
BTZ | 2__GEDDI000 | 7 |  |  |  | BTZ | 2__HANGE001 | 8
BTZ | 2__GEDFE000 | 7 |  |  |  | BTZ | 2__HARIZ000 | 8
BTZ | 2__GEDGE000 | 7 |  |  |  | BTZ | 2__HARRU000 | 8
BTZ | 2__GEDIR000 | 7 |  |  |  | BTZ | 2__HAVRO000 | 8
BTZ | 2__GEELC000 | 7 |  |  |  | BTZ | 2__HAXIS000 | 8
BTZ | 2__GEENG000 | 7 |  |  |  | BTZ | 2__HAXPO000 | 8
BTZ | 2__GEETL000 | 7 |  |  |  | BTZ | 2__HAZAC000 | 8
BTZ | 2__GEFLS000 | 7 |  |  |  | BTZ | 2__HBARB000 | 8
BTZ | 2__GEGDX000 | 7 |  |  |  | BTZ | 2__HBAYS000 | 8
BTZ | 2__GEGML000 | 7 |  |  |  | BTZ | 2__HBCFC000 | 8
BTZ | 2__GELEC000 | 7 |  |  |  | BTZ | 2__HBETH000 | 8
BTZ | 2__GEMEB000 | 7 |  |  |  | BTZ | 2__HBGAS000 | 8
BTZ | 2__GEMZO000 | 7 |  |  |  | BTZ | 2__HBIZZ000 | 8
BTZ | 2__GENDC000 | 7 |  |  |  | BTZ | 2__HBLBL000 | 8
BTZ | 2__GENDC001 | 7 |  |  |  | BTZ | 2__HBNRG000 | 8
BTZ | 2__GENDC002 | 7 |  |  |  | BTZ | 2__HBORE000 | 8
BTZ | 2__GENEC000 | 7 |  |  |  | BTZ | 2__HBREZ000 | 8
BTZ | 2__GENER000 | 7 |  |  |  | BTZ | 2__HBRZE000 | 8
BTZ | 2__GENGQ000 | 7 |  |  |  | BTZ | 2__HBULN000 | 8
BTZ | 2__GENRD000 | 7 |  |  |  | BTZ | 2__HCALI000 | 8
BTZ | 2__GENRD002 | 7 |  |  |  | BTZ | 2__HCALL000 | 8
BTZ | 2__GENRG000 | 7 |  |  |  | BTZ | 2__HCBRA000 | 8
BTZ | 2__GENRG002 | 7 |  |  |  | BTZ | 2__HCFWR000 | 8
BTZ | 2__GENRG003 | 7 |  |  |  | BTZ | 2__HCILI000 | 8
BTZ | 2__GEOND000 | 7 |  |  |  | BTZ | 2__HCIRC000 | 8
BTZ | 2__GEPHH000 | 7 |  |  |  | BTZ | 2__HCIRC001 | 8
BTZ | 2__GEQUI000 | 7 |  |  |  | BTZ | 2__HCMRO000 | 8
BTZ | 2__GEQUI001 | 7 |  |  |  | BTZ | 2__HCNDL000 | 8
BTZ | 2__GESSL000 | 7 |  |  |  | BTZ | 2__HCNRG000 | 8
BTZ | 2__GEURO000 | 7 |  |  |  | BTZ | 2__HCOLG000 | 8
BTZ | 2__GEUST000 | 7 |  |  |  | BTZ | 2__HCOLO000 | 8
BTZ | 2__GEVER000 | 7 |  |  |  | BTZ | 2__HCOMT000 | 8
BTZ | 2__GEXGL000 | 7 |  |  |  | BTZ | 2__HCOOP000 | 8
BTZ | 2__GFARA000 | 7 |  |  |  | BTZ | 2__HCORE000 | 8
BTZ | 2__GFARR000 | 7 |  |  |  | BTZ | 2__HCOUL000 | 8
BTZ | 2__GFLEX000 | 7 |  |  |  | BTZ | 2__HCOVE000 | 8
BTZ | 2__GFNRG000 | 7 |  |  |  | BTZ | 2__HCPPR000 | 8
BTZ | 2__GFRST000 | 7 |  |  |  | BTZ | 2__HCYCL000 | 8
BTZ | 2__GFSEN000 | 7 |  |  |  | BTZ | 2__HDESL000 | 8
BTZ | 2__GFSEN001 | 7 |  |  |  | BTZ | 2__HDFDL000 | 8
BTZ | 2__GFSEN002 | 7 |  |  |  | BTZ | 2__HDIRA000 | 8
BTZ | 2__GFXGL000 | 7 |  |  |  | BTZ | 2__HDNRG000 | 8
BTZ | 2__GGALE000 | 7 |  |  |  | BTZ | 2__HDRGI000 | 8
BTZ | 2__GGANY000 | 7 |  |  |  | BTZ | 2__HDUAL000 | 8
BTZ | 2__GGESL000 | 7 |  |  |  | BTZ | 2__HEBES000 | 8
BTZ | 2__GGETW000 | 7 |  |  |  | BTZ | 2__HECOA000 | 8
BTZ | 2__GGLDE000 | 7 |  |  |  | BTZ | 2__HECON000 | 8
BTZ | 2__GGMTR000 | 7 |  |  |  | BTZ | 2__HECOT000 | 8
BTZ | 2__GGMTX000 | 7 |  |  |  | BTZ | 2__HEDDI000 | 8
BTZ | 2__GGNRG000 | 7 |  |  |  | BTZ | 2__HEDGE000 | 8
BTZ | 2__GGONG000 | 7 |  |  |  | BTZ | 2__HEDIR000 | 8
BTZ | 2__GGOOD000 | 7 |  |  |  | BTZ | 2__HEELC000 | 8
BTZ | 2__GHAVE000 | 7 |  |  |  | BTZ | 2__HEENG000 | 8
BTZ | 2__GHAWK000 | 7 |  |  |  | BTZ | 2__HEESL000 | 8
BTZ | 2__GHOLB000 | 7 |  |  |  | BTZ | 2__HEETL000 | 8
BTZ | 2__GHOME000 | 7 |  |  |  | BTZ | 2__HEFLS000 | 8
BTZ | 2__GHPOW000 | 7 |  |  |  | BTZ | 2__HEGML000 | 8
BTZ | 2__GHPOW001 | 7 |  |  |  | BTZ | 2__HELEC000 | 8
BTZ | 2__GHPOW002 | 7 |  |  |  | BTZ | 2__HEMEB000 | 8
BTZ | 2__GHUDG000 | 7 |  |  |  | BTZ | 2__HEMZO000 | 8
BTZ | 2__GHUDS000 | 7 |  |  |  | BTZ | 2__HENDC000 | 8
BTZ | 2__GHYDE000 | 7 |  |  |  | BTZ | 2__HENDC001 | 8
BTZ | 2__GIAMP000 | 7 |  |  |  | BTZ | 2__HENDC002 | 8
BTZ | 2__GIMPO000 | 7 |  |  |  | BTZ | 2__HENEC000 | 8
BTZ | 2__GINDE000 | 7 |  |  |  | BTZ | 2__HENGQ000 | 8
BTZ | 2__GINVE000 | 7 |  |  |  | BTZ | 2__HENRD000 | 8
BTZ | 2__GIRES000 | 7 |  |  |  | BTZ | 2__HENRD002 | 8
BTZ | 2__GIRID000 | 7 |  |  |  | BTZ | 2__HENRG000 | 8
BTZ | 2__GJERE000 | 7 |  |  |  | BTZ | 2__HENRG002 | 8
BTZ | 2__GKENS000 | 7 |  |  |  | BTZ | 2__HEOND000 | 8
BTZ | 2__GLIGH000 | 7 |  |  |  | BTZ | 2__HEPHH000 | 8
BTZ | 2__GLILY000 | 7 |  |  |  | BTZ | 2__HESSL000 | 8
BTZ | 2__GLIME000 | 7 |  |  |  | BTZ | 2__HEURO000 | 8
BTZ | 2__GLOND000 | 7 |  |  |  | BTZ | 2__HEUST000 | 8
BTZ | 2__GLOND001 | 7 |  |  |  | BTZ | 2__HEVER000 | 8
BTZ | 2__GLOND002 | 7 |  |  |  | BTZ | 2__HEXGL000 | 8
BTZ | 2__GLORM000 | 7 |  |  |  | BTZ | 2__HFARA000 | 8
BTZ | 2__GLUME000 | 7 |  |  |  | BTZ | 2__HFARR000 | 8
BTZ | 2__GLUMO000 | 7 |  |  |  | BTZ | 2__HFLEX000 | 8
BTZ | 2__GLVDR000 | 7 |  |  |  | BTZ | 2__HFNRG000 | 8
BTZ | 2__GMAEL000 | 7 |  |  |  | BTZ | 2__HFRST000 | 8
BTZ | 2__GMAET000 | 7 |  |  |  | BTZ | 2__HFSEN000 | 8
BTZ | 2__GMAGN000 | 7 |  |  |  | BTZ | 2__HFSEN001 | 8
BTZ | 2__GMAIN000 | 7 |  |  |  | BTZ | 2__HFSEN002 | 8
BTZ | 2__GMANW000 | 7 |  |  |  | BTZ | 2__HFXGL000 | 8
BTZ | 2__GMARB000 | 7 |  |  |  | BTZ | 2__HGALE000 | 8
BTZ | 2__GMARI000 | 7 |  |  |  | BTZ | 2__HGANY000 | 8
BTZ | 2__GMATT000 | 7 |  |  |  | BTZ | 2__HGESL000 | 8
BTZ | 2__GMIDE000 | 7 |  |  |  | BTZ | 2__HGETW000 | 8
BTZ | 2__GMINT000 | 7 |  |  |  | BTZ | 2__HGMTR000 | 8
BTZ | 2__GMISS000 | 7 |  |  |  | BTZ | 2__HGNRG000 | 8
BTZ | 2__GMONT000 | 7 |  |  |  | BTZ | 2__HGONG000 | 8
BTZ | 2__GMRCY000 | 7 |  |  |  | BTZ | 2__HHAVE000 | 8
BTZ | 2__GMTRL000 | 7 |  |  |  | BTZ | 2__HHAWK000 | 8
BTZ | 2__GNATP000 | 7 |  |  |  | BTZ | 2__HHOLB000 | 8
BTZ | 2__GNCKL000 | 7 |  |  |  | BTZ | 2__HHOME000 | 8
BTZ | 2__GNEEB000 | 7 |  |  |  | BTZ | 2__HHPOW000 | 8
BTZ | 2__GNEVA000 | 7 |  |  |  | BTZ | 2__HHPOW001 | 8
BTZ | 2__GNEWP000 | 7 |  |  |  | BTZ | 2__HHPOW002 | 8
BTZ | 2__GNORW000 | 7 |  |  |  | BTZ | 2__HHUDG000 | 8
BTZ | 2__GNUCE000 | 7 |  |  |  | BTZ | 2__HHUDS000 | 8
BTZ | 2__GOGAS000 | 7 |  |  |  | BTZ | 2__HHYDE000 | 8
BTZ | 2__GOMNI000 | 7 |  |  |  | BTZ | 2__HIMPO000 | 8
BTZ | 2__GOPAL000 | 7 |  |  |  | BTZ | 2__HINDE000 | 8
BTZ | 2__GOREB000 | 7 |  |  |  | BTZ | 2__HINVE000 | 8
BTZ | 2__GOREG000 | 7 |  |  |  | BTZ | 2__HIRES000 | 8
BTZ | 2__GOSMI000 | 7 |  |  |  | BTZ | 2__HIRID000 | 8
BTZ | 2__GOVAL000 | 7 |  |  |  | BTZ | 2__HJERE000 | 8
BTZ | 2__GOVOE000 | 7 |  |  |  | BTZ | 2__HKENS000 | 8
BTZ | 2__GOXPO000 | 7 |  |  |  | BTZ | 2__HLIGH000 | 8
BTZ | 2__GPADD000 | 7 |  |  |  | BTZ | 2__HLILY000 | 8
BTZ | 2__GPALL000 | 7 |  |  |  | BTZ | 2__HLIME000 | 8
BTZ | 2__GPERL000 | 7 |  |  |  | BTZ | 2__HLOND000 | 8
BTZ | 2__GPGEN000 | 7 |  |  |  | BTZ | 2__HLORM000 | 8
BTZ | 2__GPILO000 | 7 |  |  |  | BTZ | 2__HLUME000 | 8
BTZ | 2__GPION000 | 7 |  |  |  | BTZ | 2__HLUMO000 | 8
BTZ | 2__GPIRO000 | 7 |  |  |  | BTZ | 2__HLVDR000 | 8
BTZ | 2__GPOWQ000 | 7 |  |  |  | BTZ | 2__HMAEL000 | 8
BTZ | 2__GPROZ000 | 7 |  |  |  | BTZ | 2__HMAET000 | 8
BTZ | 2__GPSUK000 | 7 |  |  |  | BTZ | 2__HMAGN000 | 8
BTZ | 2__GPURE000 | 7 |  |  |  | BTZ | 2__HMAIN000 | 8
BTZ | 2__GPUTY000 | 7 |  |  |  | BTZ | 2__HMANW000 | 8
BTZ | 2__GQEEN000 | 7 |  |  |  | BTZ | 2__HMARB000 | 8
BTZ | 2__GRAYL000 | 7 |  |  |  | BTZ | 2__HMARI000 | 8
BTZ | 2__GREGE000 | 7 |  |  |  | BTZ | 2__HMATT000 | 8
BTZ | 2__GRENC000 | 7 |  |  |  | BTZ | 2__HMIDE000 | 8
BTZ | 2__GRHOD000 | 7 |  |  |  | BTZ | 2__HMINT000 | 8
BTZ | 2__GROSE000 | 7 |  |  |  | BTZ | 2__HMISS000 | 8
BTZ | 2__GRUTH000 | 7 |  |  |  | BTZ | 2__HMONT000 | 8
BTZ | 2__GRWED000 | 7 |  |  |  | BTZ | 2__HMRCY000 | 8
BTZ | 2__GRWED001 | 7 |  |  |  | BTZ | 2__HMTRL000 | 8
BTZ | 2__GSANT000 | 7 |  |  |  | BTZ | 2__HNATP000 | 8
BTZ | 2__GSAPH000 | 7 |  |  |  | BTZ | 2__HNCKL000 | 8
BTZ | 2__GSATU000 | 7 |  |  |  | BTZ | 2__HNEEB000 | 8
BTZ | 2__GSCAF000 | 7 |  |  |  | BTZ | 2__HNEVA000 | 8
BTZ | 2__GSEEB000 | 7 |  |  |  | BTZ | 2__HNEWP000 | 8
BTZ | 2__GSEEE000 | 7 |  |  |  | BTZ | 2__HNORW000 | 8
BTZ | 2__GSIMC000 | 7 |  |  |  | BTZ | 2__HNUCE000 | 8
BTZ | 2__GSING000 | 7 |  |  |  | BTZ | 2__HOBER000 | 8
BTZ | 2__GSINQ000 | 7 |  |  |  | BTZ | 2__HOGAS000 | 8
BTZ | 2__GSIRO000 | 7 |  |  |  | BTZ | 2__HOPAL000 | 8
BTZ | 2__GSKID000 | 7 |  |  |  | BTZ | 2__HOREB000 | 8
BTZ | 2__GSKLN000 | 7 |  |  |  | BTZ | 2__HOREG000 | 8
BTZ | 2__GSLVR000 | 7 |  |  |  | BTZ | 2__HOSMI000 | 8
BTZ | 2__GSMAR000 | 7 |  |  |  | BTZ | 2__HOVOE000 | 8
BTZ | 2__GSNFR000 | 7 |  |  |  | BTZ | 2__HOXPO000 | 8
BTZ | 2__GSOUT000 | 7 |  |  |  | BTZ | 2__HPADD000 | 8
BTZ | 2__GSPAL000 | 7 |  |  |  | BTZ | 2__HPALL000 | 8
BTZ | 2__GSPOW000 | 7 |  |  |  | BTZ | 2__HPARK000 | 8
BTZ | 2__GSPRK000 | 7 |  |  |  | BTZ | 2__HPGEN000 | 8
BTZ | 2__GSQKY000 | 7 |  |  |  | BTZ | 2__HPILO000 | 8
BTZ | 2__GSTAT000 | 7 |  |  |  | BTZ | 2__HPION000 | 8
BTZ | 2__GSWAE000 | 7 |  |  |  | BTZ | 2__HPIRO000 | 8
BTZ | 2__GSWDP000 | 7 |  |  |  | BTZ | 2__HPOWQ000 | 8
BTZ | 2__GSWEB000 | 7 |  |  |  | BTZ | 2__HPROZ000 | 8
BTZ | 2__GSWEL000 | 7 |  |  |  | BTZ | 2__HPSUK000 | 8
BTZ | 2__GSYMB000 | 7 |  |  |  | BTZ | 2__HPURE000 | 8
BTZ | 2__GTEMP000 | 7 |  |  |  | BTZ | 2__HPUTY000 | 8
BTZ | 2__GTEXA000 | 7 |  |  |  | BTZ | 2__HQEEN000 | 8
BTZ | 2__GTGPL000 | 7 |  |  |  | BTZ | 2__HRAYL000 | 8
BTZ | 2__GTHLE000 | 7 |  |  |  | BTZ | 2__HREGE000 | 8
BTZ | 2__GTHRE000 | 7 |  |  |  | BTZ | 2__HRENC000 | 8
BTZ | 2__GTILL000 | 7 |  |  |  | BTZ | 2__HRHOD000 | 8
BTZ | 2__GTLWD000 | 7 |  |  |  | BTZ | 2__HROSE000 | 8
BTZ | 2__GTNDO000 | 7 |  |  |  | BTZ | 2__HRUTH000 | 8
BTZ | 2__GTOGO000 | 7 |  |  |  | BTZ | 2__HRWED000 | 8
BTZ | 2__GTONB000 | 7 |  |  |  | BTZ | 2__HSANT000 | 8
BTZ | 2__GTOTO000 | 7 |  |  |  | BTZ | 2__HSAPH000 | 8
BTZ | 2__GTRAM000 | 7 |  |  |  | BTZ | 2__HSATU000 | 8
BTZ | 2__GTREX000 | 7 |  |  |  | BTZ | 2__HSCAF000 | 8
BTZ | 2__GTULP000 | 7 |  |  |  | BTZ | 2__HSEEB000 | 8
BTZ | 2__GUKPR000 | 7 |  |  |  | BTZ | 2__HSEEE000 | 8
BTZ | 2__GVERM000 | 7 |  |  |  | BTZ | 2__HSING000 | 8
BTZ | 2__GVETS000 | 7 |  |  |  | BTZ | 2__HSINQ000 | 8
BTZ | 2__GVIPR000 | 7 |  |  |  | BTZ | 2__HSIRO000 | 8
BTZ | 2__GVIRG000 | 7 |  |  |  | BTZ | 2__HSKLN000 | 8
BTZ | 2__GVNGA000 | 7 |  |  |  | BTZ | 2__HSLVR000 | 8
BTZ | 2__GVNQT000 | 7 |  |  |  | BTZ | 2__HSMAR000 | 8
BTZ | 2__GVOLT000 | 7 |  |  |  | BTZ | 2__HSNFR000 | 8
BTZ | 2__GVOLT001 | 7 |  |  |  | BTZ | 2__HSOUT000 | 8
BTZ | 2__GWASH000 | 7 |  |  |  | BTZ | 2__HSPAL000 | 8
BTZ | 2__GWILL000 | 7 |  |  |  | BTZ | 2__HSPOW000 | 8
BTZ | 2__GYELG000 | 7 |  |  |  | BTZ | 2__HSPRK000 | 8
BTZ | 2__GYNRG000 | 7 |  |  |  | BTZ | 2__HSTAT000 | 8
BTZ | 2__GZPYR000 | 7 |  |  |  | BTZ | 2__HSWAE000 | 8
BTZ | 2__GZYTH000 | 7 |  |  |  | BTZ | 2__HSWDP000 | 8
BTZ | 2__HALAB000 | 8 |  |  |  | BTZ | 2__HSWEB000 | 8
BTZ | 2__HALAS000 | 8 |  |  |  | BTZ | 2__HSWEL000 | 8
BTZ | 2__HALTI000 | 8 |  |  |  | BTZ | 2__HSYMB000 | 8
BTZ | 2__HANGE000 | 8 |  |  |  | BTZ | 2__HTANA000 | 8
BTZ | 2__HANGE001 | 8 |  |  |  | BTZ | 2__HTEMP000 | 8
BTZ | 2__HANGE002 | 8 |  |  |  | BTZ | 2__HTEXA000 | 8
BTZ | 2__HANGE003 | 8 |  |  |  | BTZ | 2__HTGPL000 | 8
BTZ | 2__HARIZ000 | 8 |  |  |  | BTZ | 2__HTHLE000 | 8
BTZ | 2__HARRU000 | 8 |  |  |  | BTZ | 2__HTHRE000 | 8
BTZ | 2__HAVRO000 | 8 |  |  |  | BTZ | 2__HTLWD000 | 8
BTZ | 2__HAXIS000 | 8 |  |  |  | BTZ | 2__HTNDO000 | 8
BTZ | 2__HAXPO000 | 8 |  |  |  | BTZ | 2__HTOGO000 | 8
BTZ | 2__HAZAC000 | 8 |  |  |  | BTZ | 2__HTOTO000 | 8
BTZ | 2__HBARB000 | 8 |  |  |  | BTZ | 2__HTRAM000 | 8
BTZ | 2__HBAYS000 | 8 |  |  |  | BTZ | 2__HTREX000 | 8
BTZ | 2__HBCFC000 | 8 |  |  |  | BTZ | 2__HTULP000 | 8
BTZ | 2__HBELS000 | 8 |  |  |  | BTZ | 2__HUKPR000 | 8
BTZ | 2__HBETH000 | 8 |  |  |  | BTZ | 2__HVAVU000 | 8
BTZ | 2__HBGAS000 | 8 |  |  |  | BTZ | 2__HVERM000 | 8
BTZ | 2__HBIZZ000 | 8 |  |  |  | BTZ | 2__HVETS000 | 8
BTZ | 2__HBLBL000 | 8 |  |  |  | BTZ | 2__HVIPR000 | 8
BTZ | 2__HBNRG000 | 8 |  |  |  | BTZ | 2__HVIRG000 | 8
BTZ | 2__HBORE000 | 8 |  |  |  | BTZ | 2__HVNGA000 | 8
BTZ | 2__HBORO000 | 8 |  |  |  | BTZ | 2__HVNQT000 | 8
BTZ | 2__HBOWF000 | 8 |  |  |  | BTZ | 2__HVOLT000 | 8
BTZ | 2__HBPGM000 | 8 |  |  |  | BTZ | 2__HWASH000 | 8
BTZ | 2__HBREZ000 | 8 |  |  |  | BTZ | 2__HYELG000 | 8
BTZ | 2__HBRZE000 | 8 |  |  |  | BTZ | 2__HZPYR000 | 8
BTZ | 2__HBULN000 | 8 |  |  |  | BTZ | 2__JALAB000 | 9
BTZ | 2__HCALI000 | 8 |  |  |  | BTZ | 2__JALAS000 | 9
BTZ | 2__HCALL000 | 8 |  |  |  | BTZ | 2__JALBU000 | 9
BTZ | 2__HCBRA000 | 8 |  |  |  | BTZ | 2__JALTI000 | 9
BTZ | 2__HCFWR000 | 8 |  |  |  | BTZ | 2__JANGE000 | 9
BTZ | 2__HCILI000 | 8 |  |  |  | BTZ | 2__JANGE001 | 9
BTZ | 2__HCIRC000 | 8 |  |  |  | BTZ | 2__JARIZ000 | 9
BTZ | 2__HCIRC001 | 8 |  |  |  | BTZ | 2__JARRU000 | 9
BTZ | 2__HCMRO000 | 8 |  |  |  | BTZ | 2__JAVRO000 | 9
BTZ | 2__HCNDL000 | 8 |  |  |  | BTZ | 2__JAXIS000 | 9
BTZ | 2__HCNRD000 | 8 |  |  |  | BTZ | 2__JAXPO000 | 9
BTZ | 2__HCNRG000 | 8 |  |  |  | BTZ | 2__JAZAC000 | 9
BTZ | 2__HCOLG000 | 8 |  |  |  | BTZ | 2__JBARB000 | 9
BTZ | 2__HCOLO000 | 8 |  |  |  | BTZ | 2__JBAYS000 | 9
BTZ | 2__HCOMT000 | 8 |  |  |  | BTZ | 2__JBCFC000 | 9
BTZ | 2__HCONI000 | 8 |  |  |  | BTZ | 2__JBETH000 | 9
BTZ | 2__HCOOP000 | 8 |  |  |  | BTZ | 2__JBGAS000 | 9
BTZ | 2__HCORE000 | 8 |  |  |  | BTZ | 2__JBIZZ000 | 9
BTZ | 2__HCOUL000 | 8 |  |  |  | BTZ | 2__JBLBL000 | 9
BTZ | 2__HCOVE000 | 8 |  |  |  | BTZ | 2__JBNRG000 | 9
BTZ | 2__HCPPR000 | 8 |  |  |  | BTZ | 2__JBORE000 | 9
BTZ | 2__HCYCL000 | 8 |  |  |  | BTZ | 2__JBREZ000 | 9
BTZ | 2__HDESL000 | 8 |  |  |  | BTZ | 2__JBRZE000 | 9
BTZ | 2__HDFDL000 | 8 |  |  |  | BTZ | 2__JBULN000 | 9
BTZ | 2__HDIRA000 | 8 |  |  |  | BTZ | 2__JCALI000 | 9
BTZ | 2__HDNRG000 | 8 |  |  |  | BTZ | 2__JCALL000 | 9
BTZ | 2__HDRGI000 | 8 |  |  |  | BTZ | 2__JCBRA000 | 9
BTZ | 2__HDUAL000 | 8 |  |  |  | BTZ | 2__JCFWR000 | 9
BTZ | 2__HEBES000 | 8 |  |  |  | BTZ | 2__JCILI000 | 9
BTZ | 2__HECOA000 | 8 |  |  |  | BTZ | 2__JCIRC000 | 9
BTZ | 2__HECON000 | 8 |  |  |  | BTZ | 2__JCIRC001 | 9
BTZ | 2__HECOT000 | 8 |  |  |  | BTZ | 2__JCMRO000 | 9
BTZ | 2__HEDDI000 | 8 |  |  |  | BTZ | 2__JCNDL000 | 9
BTZ | 2__HEDFE000 | 8 |  |  |  | BTZ | 2__JCNRG000 | 9
BTZ | 2__HEDGE000 | 8 |  |  |  | BTZ | 2__JCOLG000 | 9
BTZ | 2__HEDIR000 | 8 |  |  |  | BTZ | 2__JCOLO000 | 9
BTZ | 2__HEELC000 | 8 |  |  |  | BTZ | 2__JCOMT000 | 9
BTZ | 2__HEENG000 | 8 |  |  |  | BTZ | 2__JCOOP000 | 9
BTZ | 2__HEETL000 | 8 |  |  |  | BTZ | 2__JCOOP001 | 9
BTZ | 2__HEFLS000 | 8 |  |  |  | BTZ | 2__JCORE000 | 9
BTZ | 2__HEGDX000 | 8 |  |  |  | BTZ | 2__JCOUL000 | 9
BTZ | 2__HEGML000 | 8 |  |  |  | BTZ | 2__JCOVE000 | 9
BTZ | 2__HELEC000 | 8 |  |  |  | BTZ | 2__JCPPR000 | 9
BTZ | 2__HEMEB000 | 8 |  |  |  | BTZ | 2__JCYCL000 | 9
BTZ | 2__HEMZO000 | 8 |  |  |  | BTZ | 2__JDESL000 | 9
BTZ | 2__HENDC000 | 8 |  |  |  | BTZ | 2__JDFDL000 | 9
BTZ | 2__HENDC001 | 8 |  |  |  | BTZ | 2__JDIRA000 | 9
BTZ | 2__HENDC002 | 8 |  |  |  | BTZ | 2__JDNRG000 | 9
BTZ | 2__HENEC000 | 8 |  |  |  | BTZ | 2__JDRGI000 | 9
BTZ | 2__HENER000 | 8 |  |  |  | BTZ | 2__JDUAL000 | 9
BTZ | 2__HENGQ000 | 8 |  |  |  | BTZ | 2__JEBES000 | 9
BTZ | 2__HENRD000 | 8 |  |  |  | BTZ | 2__JECOA000 | 9
BTZ | 2__HENRD002 | 8 |  |  |  | BTZ | 2__JECON000 | 9
BTZ | 2__HENRG000 | 8 |  |  |  | BTZ | 2__JECOT000 | 9
BTZ | 2__HENRG002 | 8 |  |  |  | BTZ | 2__JEDDI000 | 9
BTZ | 2__HENRG003 | 8 |  |  |  | BTZ | 2__JEDGE000 | 9
BTZ | 2__HEOND000 | 8 |  |  |  | BTZ | 2__JEDIR000 | 9
BTZ | 2__HEPHH000 | 8 |  |  |  | BTZ | 2__JEELC000 | 9
BTZ | 2__HEQUI000 | 8 |  |  |  | BTZ | 2__JEENG000 | 9
BTZ | 2__HESSL000 | 8 |  |  |  | BTZ | 2__JEESL000 | 9
BTZ | 2__HEURO000 | 8 |  |  |  | BTZ | 2__JEETL000 | 9
BTZ | 2__HEUST000 | 8 |  |  |  | BTZ | 2__JEFLS000 | 9
BTZ | 2__HEVER000 | 8 |  |  |  | BTZ | 2__JEGML000 | 9
BTZ | 2__HEXGL000 | 8 |  |  |  | BTZ | 2__JELEC000 | 9
BTZ | 2__HFARA000 | 8 |  |  |  | BTZ | 2__JEMEB000 | 9
BTZ | 2__HFARR000 | 8 |  |  |  | BTZ | 2__JEMZO000 | 9
BTZ | 2__HFLEX000 | 8 |  |  |  | BTZ | 2__JENDC000 | 9
BTZ | 2__HFNRG000 | 8 |  |  |  | BTZ | 2__JENDC001 | 9
BTZ | 2__HFRST000 | 8 |  |  |  | BTZ | 2__JENEC000 | 9
BTZ | 2__HFSEN000 | 8 |  |  |  | BTZ | 2__JENGQ000 | 9
BTZ | 2__HFSEN001 | 8 |  |  |  | BTZ | 2__JENRD000 | 9
BTZ | 2__HFSEN002 | 8 |  |  |  | BTZ | 2__JENRD002 | 9
BTZ | 2__HFXGL000 | 8 |  |  |  | BTZ | 2__JENRG000 | 9
BTZ | 2__HGALE000 | 8 |  |  |  | BTZ | 2__JENRG002 | 9
BTZ | 2__HGANY000 | 8 |  |  |  | BTZ | 2__JEOND000 | 9
BTZ | 2__HGESL000 | 8 |  |  |  | BTZ | 2__JEPHH000 | 9
BTZ | 2__HGETW000 | 8 |  |  |  | BTZ | 2__JESSL000 | 9
BTZ | 2__HGLDE000 | 8 |  |  |  | BTZ | 2__JEURO000 | 9
BTZ | 2__HGMTR000 | 8 |  |  |  | BTZ | 2__JEUST000 | 9
BTZ | 2__HGMTX000 | 8 |  |  |  | BTZ | 2__JEVER000 | 9
BTZ | 2__HGNRG000 | 8 |  |  |  | BTZ | 2__JEXGL000 | 9
BTZ | 2__HGONG000 | 8 |  |  |  | BTZ | 2__JFARA000 | 9
BTZ | 2__HGOOD000 | 8 |  |  |  | BTZ | 2__JFARR000 | 9
BTZ | 2__HHAVE000 | 8 |  |  |  | BTZ | 2__JFLEX000 | 9
BTZ | 2__HHAWK000 | 8 |  |  |  | BTZ | 2__JFNRG000 | 9
BTZ | 2__HHOLB000 | 8 |  |  |  | BTZ | 2__JFRST000 | 9
BTZ | 2__HHOME000 | 8 |  |  |  | BTZ | 2__JFSEN000 | 9
BTZ | 2__HHPOW000 | 8 |  |  |  | BTZ | 2__JFSEN001 | 9
BTZ | 2__HHPOW001 | 8 |  |  |  | BTZ | 2__JFSEN002 | 9
BTZ | 2__HHPOW002 | 8 |  |  |  | BTZ | 2__JFXGL000 | 9
BTZ | 2__HHUDG000 | 8 |  |  |  | BTZ | 2__JGALE000 | 9
BTZ | 2__HHUDS000 | 8 |  |  |  | BTZ | 2__JGANY000 | 9
BTZ | 2__HHYDE000 | 8 |  |  |  | BTZ | 2__JGESL000 | 9
BTZ | 2__HIAMP000 | 8 |  |  |  | BTZ | 2__JGETW000 | 9
BTZ | 2__HIMPO000 | 8 |  |  |  | BTZ | 2__JGMTR000 | 9
BTZ | 2__HINDE000 | 8 |  |  |  | BTZ | 2__JGNRG000 | 9
BTZ | 2__HINVE000 | 8 |  |  |  | BTZ | 2__JGONG000 | 9
BTZ | 2__HIRES000 | 8 |  |  |  | BTZ | 2__JHAVE000 | 9
BTZ | 2__HIRID000 | 8 |  |  |  | BTZ | 2__JHAWK000 | 9
BTZ | 2__HJERE000 | 8 |  |  |  | BTZ | 2__JHOLB000 | 9
BTZ | 2__HKENS000 | 8 |  |  |  | BTZ | 2__JHOME000 | 9
BTZ | 2__HLIGH000 | 8 |  |  |  | BTZ | 2__JHPOW000 | 9
BTZ | 2__HLILY000 | 8 |  |  |  | BTZ | 2__JHPOW001 | 9
BTZ | 2__HLIME000 | 8 |  |  |  | BTZ | 2__JHPOW002 | 9
BTZ | 2__HLOND000 | 8 |  |  |  | BTZ | 2__JHUDG000 | 9
BTZ | 2__HLOND001 | 8 |  |  |  | BTZ | 2__JHUDS000 | 9
BTZ | 2__HLORM000 | 8 |  |  |  | BTZ | 2__JHYDE000 | 9
BTZ | 2__HLUME000 | 8 |  |  |  | BTZ | 2__JIMPO000 | 9
BTZ | 2__HLUMO000 | 8 |  |  |  | BTZ | 2__JINDE000 | 9
BTZ | 2__HLVDR000 | 8 |  |  |  | BTZ | 2__JINVE000 | 9
BTZ | 2__HMAEL000 | 8 |  |  |  | BTZ | 2__JIRES000 | 9
BTZ | 2__HMAET000 | 8 |  |  |  | BTZ | 2__JIRID000 | 9
BTZ | 2__HMAGN000 | 8 |  |  |  | BTZ | 2__JJERE000 | 9
BTZ | 2__HMAIN000 | 8 |  |  |  | BTZ | 2__JKENS000 | 9
BTZ | 2__HMANW000 | 8 |  |  |  | BTZ | 2__JLIGH000 | 9
BTZ | 2__HMARB000 | 8 |  |  |  | BTZ | 2__JLILY000 | 9
BTZ | 2__HMARI000 | 8 |  |  |  | BTZ | 2__JLIME000 | 9
BTZ | 2__HMATT000 | 8 |  |  |  | BTZ | 2__JLOND000 | 9
BTZ | 2__HMIDE000 | 8 |  |  |  | BTZ | 2__JLORM000 | 9
BTZ | 2__HMINT000 | 8 |  |  |  | BTZ | 2__JLUME000 | 9
BTZ | 2__HMISS000 | 8 |  |  |  | BTZ | 2__JLUMO000 | 9
BTZ | 2__HMONT000 | 8 |  |  |  | BTZ | 2__JLVDR000 | 9
BTZ | 2__HMRCY000 | 8 |  |  |  | BTZ | 2__JMAEL000 | 9
BTZ | 2__HMTRL000 | 8 |  |  |  | BTZ | 2__JMAET000 | 9
BTZ | 2__HNATP000 | 8 |  |  |  | BTZ | 2__JMAGN000 | 9
BTZ | 2__HNCKL000 | 8 |  |  |  | BTZ | 2__JMAIN000 | 9
BTZ | 2__HNEEB000 | 8 |  |  |  | BTZ | 2__JMANW000 | 9
BTZ | 2__HNEVA000 | 8 |  |  |  | BTZ | 2__JMARB000 | 9
BTZ | 2__HNEWP000 | 8 |  |  |  | BTZ | 2__JMARI000 | 9
BTZ | 2__HNORW000 | 8 |  |  |  | BTZ | 2__JMATT000 | 9
BTZ | 2__HNUCE000 | 8 |  |  |  | BTZ | 2__JMIDE000 | 9
BTZ | 2__HOGAS000 | 8 |  |  |  | BTZ | 2__JMINT000 | 9
BTZ | 2__HOMNI000 | 8 |  |  |  | BTZ | 2__JMISS000 | 9
BTZ | 2__HOPAL000 | 8 |  |  |  | BTZ | 2__JMONT000 | 9
BTZ | 2__HOREB000 | 8 |  |  |  | BTZ | 2__JMRCY000 | 9
BTZ | 2__HOREG000 | 8 |  |  |  | BTZ | 2__JMTRL000 | 9
BTZ | 2__HOSMI000 | 8 |  |  |  | BTZ | 2__JNATP000 | 9
BTZ | 2__HOVAL000 | 8 |  |  |  | BTZ | 2__JNCKL000 | 9
BTZ | 2__HOVOE000 | 8 |  |  |  | BTZ | 2__JNEEB000 | 9
BTZ | 2__HOXPO000 | 8 |  |  |  | BTZ | 2__JNEVA000 | 9
BTZ | 2__HPADD000 | 8 |  |  |  | BTZ | 2__JNEWP000 | 9
BTZ | 2__HPALL000 | 8 |  |  |  | BTZ | 2__JNORW000 | 9
BTZ | 2__HPERL000 | 8 |  |  |  | BTZ | 2__JNUCE000 | 9
BTZ | 2__HPGEN000 | 8 |  |  |  | BTZ | 2__JOBER000 | 9
BTZ | 2__HPILO000 | 8 |  |  |  | BTZ | 2__JOGAS000 | 9
BTZ | 2__HPION000 | 8 |  |  |  | BTZ | 2__JOPAL000 | 9
BTZ | 2__HPIRO000 | 8 |  |  |  | BTZ | 2__JOREB000 | 9
BTZ | 2__HPOWQ000 | 8 |  |  |  | BTZ | 2__JOREG000 | 9
BTZ | 2__HPROZ000 | 8 |  |  |  | BTZ | 2__JOSMI000 | 9
BTZ | 2__HPSUK000 | 8 |  |  |  | BTZ | 2__JOVOE000 | 9
BTZ | 2__HPURE000 | 8 |  |  |  | BTZ | 2__JOXPO000 | 9
BTZ | 2__HPUTY000 | 8 |  |  |  | BTZ | 2__JPADD000 | 9
BTZ | 2__HQEEN000 | 8 |  |  |  | BTZ | 2__JPALL000 | 9
BTZ | 2__HRAYL000 | 8 |  |  |  | BTZ | 2__JPARK000 | 9
BTZ | 2__HREGE000 | 8 |  |  |  | BTZ | 2__JPGEN000 | 9
BTZ | 2__HRENC000 | 8 |  |  |  | BTZ | 2__JPILO000 | 9
BTZ | 2__HRHOD000 | 8 |  |  |  | BTZ | 2__JPION000 | 9
BTZ | 2__HROSE000 | 8 |  |  |  | BTZ | 2__JPIRO000 | 9
BTZ | 2__HRUTH000 | 8 |  |  |  | BTZ | 2__JPOWQ000 | 9
BTZ | 2__HRWED000 | 8 |  |  |  | BTZ | 2__JPROZ000 | 9
BTZ | 2__HSANT000 | 8 |  |  |  | BTZ | 2__JPSUK000 | 9
BTZ | 2__HSAPH000 | 8 |  |  |  | BTZ | 2__JPURE000 | 9
BTZ | 2__HSATU000 | 8 |  |  |  | BTZ | 2__JPUTY000 | 9
BTZ | 2__HSCAF000 | 8 |  |  |  | BTZ | 2__JQEEN000 | 9
BTZ | 2__HSEEB000 | 8 |  |  |  | BTZ | 2__JRAYL000 | 9
BTZ | 2__HSEEE000 | 8 |  |  |  | BTZ | 2__JREGE000 | 9
BTZ | 2__HSIMC000 | 8 |  |  |  | BTZ | 2__JRENC000 | 9
BTZ | 2__HSING000 | 8 |  |  |  | BTZ | 2__JRHOD000 | 9
BTZ | 2__HSINQ000 | 8 |  |  |  | BTZ | 2__JROSE000 | 9
BTZ | 2__HSIRO000 | 8 |  |  |  | BTZ | 2__JRUTH000 | 9
BTZ | 2__HSKID000 | 8 |  |  |  | BTZ | 2__JRWED000 | 9
BTZ | 2__HSKLN000 | 8 |  |  |  | BTZ | 2__JSANT000 | 9
BTZ | 2__HSLVR000 | 8 |  |  |  | BTZ | 2__JSAPH000 | 9
BTZ | 2__HSMAR000 | 8 |  |  |  | BTZ | 2__JSATU000 | 9
BTZ | 2__HSNFR000 | 8 |  |  |  | BTZ | 2__JSCAF000 | 9
BTZ | 2__HSOUT000 | 8 |  |  |  | BTZ | 2__JSEEB000 | 9
BTZ | 2__HSPAL000 | 8 |  |  |  | BTZ | 2__JSEEE000 | 9
BTZ | 2__HSPOW000 | 8 |  |  |  | BTZ | 2__JSING000 | 9
BTZ | 2__HSPRK000 | 8 |  |  |  | BTZ | 2__JSINQ000 | 9
BTZ | 2__HSQKY000 | 8 |  |  |  | BTZ | 2__JSIRO000 | 9
BTZ | 2__HSTAT000 | 8 |  |  |  | BTZ | 2__JSKLN000 | 9
BTZ | 2__HSWAE000 | 8 |  |  |  | BTZ | 2__JSLVR000 | 9
BTZ | 2__HSWDP000 | 8 |  |  |  | BTZ | 2__JSMAR000 | 9
BTZ | 2__HSWEB000 | 8 |  |  |  | BTZ | 2__JSNFR000 | 9
BTZ | 2__HSWEL000 | 8 |  |  |  | BTZ | 2__JSOUT000 | 9
BTZ | 2__HSYMB000 | 8 |  |  |  | BTZ | 2__JSPAL000 | 9
BTZ | 2__HTEMP000 | 8 |  |  |  | BTZ | 2__JSPOW000 | 9
BTZ | 2__HTEXA000 | 8 |  |  |  | BTZ | 2__JSPRK000 | 9
BTZ | 2__HTGPL000 | 8 |  |  |  | BTZ | 2__JSTAT000 | 9
BTZ | 2__HTHLE000 | 8 |  |  |  | BTZ | 2__JSWAE000 | 9
BTZ | 2__HTHRE000 | 8 |  |  |  | BTZ | 2__JSWDP000 | 9
BTZ | 2__HTILL000 | 8 |  |  |  | BTZ | 2__JSWEB000 | 9
BTZ | 2__HTLWD000 | 8 |  |  |  | BTZ | 2__JSWEL000 | 9
BTZ | 2__HTNDO000 | 8 |  |  |  | BTZ | 2__JSYMB000 | 9
BTZ | 2__HTOGO000 | 8 |  |  |  | BTZ | 2__JTANA000 | 9
BTZ | 2__HTONB000 | 8 |  |  |  | BTZ | 2__JTEMP000 | 9
BTZ | 2__HTOTO000 | 8 |  |  |  | BTZ | 2__JTEXA000 | 9
BTZ | 2__HTRAM000 | 8 |  |  |  | BTZ | 2__JTGPL000 | 9
BTZ | 2__HTREX000 | 8 |  |  |  | BTZ | 2__JTHLE000 | 9
BTZ | 2__HTULP000 | 8 |  |  |  | BTZ | 2__JTHRE000 | 9
BTZ | 2__HUKPR000 | 8 |  |  |  | BTZ | 2__JTLWD000 | 9
BTZ | 2__HVERM000 | 8 |  |  |  | BTZ | 2__JTNDO000 | 9
BTZ | 2__HVETS000 | 8 |  |  |  | BTZ | 2__JTOGO000 | 9
BTZ | 2__HVIPR000 | 8 |  |  |  | BTZ | 2__JTOTO000 | 9
BTZ | 2__HVIRG000 | 8 |  |  |  | BTZ | 2__JTRAM000 | 9
BTZ | 2__HVNGA000 | 8 |  |  |  | BTZ | 2__JTREX000 | 9
BTZ | 2__HVNQT000 | 8 |  |  |  | BTZ | 2__JTULP000 | 9
BTZ | 2__HVOLT000 | 8 |  |  |  | BTZ | 2__JUKPR000 | 9
BTZ | 2__HVOLT001 | 8 |  |  |  | BTZ | 2__JVAVU000 | 9
BTZ | 2__HWASH000 | 8 |  |  |  | BTZ | 2__JVERM000 | 9
BTZ | 2__HWILL000 | 8 |  |  |  | BTZ | 2__JVETS000 | 9
BTZ | 2__HYELG000 | 8 |  |  |  | BTZ | 2__JVIPR000 | 9
BTZ | 2__HYNRG000 | 8 |  |  |  | BTZ | 2__JVIRG000 | 9
BTZ | 2__HZPYR000 | 8 |  |  |  | BTZ | 2__JVNGA000 | 9
BTZ | 2__HZYTH000 | 8 |  |  |  | BTZ | 2__JVNQT000 | 9
BTZ | 2__JALAB000 | 9 |  |  |  | BTZ | 2__JVOLT000 | 9
BTZ | 2__JALAS000 | 9 |  |  |  | BTZ | 2__JWASH000 | 9
BTZ | 2__JALTI000 | 9 |  |  |  | BTZ | 2__JYELG000 | 9
BTZ | 2__JANGE000 | 9 |  |  |  | BTZ | 2__JZPYR000 | 9
BTZ | 2__JANGE001 | 9 |  |  |  | BTZ | 2__KALAB000 | 10
BTZ | 2__JANGE002 | 9 |  |  |  | BTZ | 2__KALAS000 | 10
BTZ | 2__JARIZ000 | 9 |  |  |  | BTZ | 2__KALBU000 | 10
BTZ | 2__JARRU000 | 9 |  |  |  | BTZ | 2__KALTI000 | 10
BTZ | 2__JAVRO000 | 9 |  |  |  | BTZ | 2__KANGE000 | 10
BTZ | 2__JAXIS000 | 9 |  |  |  | BTZ | 2__KANGE001 | 10
BTZ | 2__JAXPO000 | 9 |  |  |  | BTZ | 2__KARIZ000 | 10
BTZ | 2__JAZAC000 | 9 |  |  |  | BTZ | 2__KARRU000 | 10
BTZ | 2__JBARB000 | 9 |  |  |  | BTZ | 2__KAVRO000 | 10
BTZ | 2__JBAYS000 | 9 |  |  |  | BTZ | 2__KAXIS000 | 10
BTZ | 2__JBCFC000 | 9 |  |  |  | BTZ | 2__KAXPO000 | 10
BTZ | 2__JBELS000 | 9 |  |  |  | BTZ | 2__KAZAC000 | 10
BTZ | 2__JBETH000 | 9 |  |  |  | BTZ | 2__KBARB000 | 10
BTZ | 2__JBGAS000 | 9 |  |  |  | BTZ | 2__KBAYS000 | 10
BTZ | 2__JBIZZ000 | 9 |  |  |  | BTZ | 2__KBCFC000 | 10
BTZ | 2__JBLBL000 | 9 |  |  |  | BTZ | 2__KBETH000 | 10
BTZ | 2__JBNRG000 | 9 |  |  |  | BTZ | 2__KBGAS000 | 10
BTZ | 2__JBORE000 | 9 |  |  |  | BTZ | 2__KBIZZ000 | 10
BTZ | 2__JBORO000 | 9 |  |  |  | BTZ | 2__KBLBL000 | 10
BTZ | 2__JBOWF000 | 9 |  |  |  | BTZ | 2__KBNRG000 | 10
BTZ | 2__JBPGM000 | 9 |  |  |  | BTZ | 2__KBORE000 | 10
BTZ | 2__JBREZ000 | 9 |  |  |  | BTZ | 2__KBREZ000 | 10
BTZ | 2__JBRZE000 | 9 |  |  |  | BTZ | 2__KBRZE000 | 10
BTZ | 2__JBULN000 | 9 |  |  |  | BTZ | 2__KBULN000 | 10
BTZ | 2__JCALI000 | 9 |  |  |  | BTZ | 2__KCALI000 | 10
BTZ | 2__JCALL000 | 9 |  |  |  | BTZ | 2__KCALL000 | 10
BTZ | 2__JCBRA000 | 9 |  |  |  | BTZ | 2__KCBRA000 | 10
BTZ | 2__JCFWR000 | 9 |  |  |  | BTZ | 2__KCFWR000 | 10
BTZ | 2__JCILI000 | 9 |  |  |  | BTZ | 2__KCILI000 | 10
BTZ | 2__JCIRC000 | 9 |  |  |  | BTZ | 2__KCIRC000 | 10
BTZ | 2__JCIRC001 | 9 |  |  |  | BTZ | 2__KCMRO000 | 10
BTZ | 2__JCMRO000 | 9 |  |  |  | BTZ | 2__KCNDL000 | 10
BTZ | 2__JCNDL000 | 9 |  |  |  | BTZ | 2__KCNRG000 | 10
BTZ | 2__JCNRD000 | 9 |  |  |  | BTZ | 2__KCOLG000 | 10
BTZ | 2__JCNRG000 | 9 |  |  |  | BTZ | 2__KCOLO000 | 10
BTZ | 2__JCOLG000 | 9 |  |  |  | BTZ | 2__KCOMT000 | 10
BTZ | 2__JCOLO000 | 9 |  |  |  | BTZ | 2__KCOOP000 | 10
BTZ | 2__JCOMT000 | 9 |  |  |  | BTZ | 2__KCOOP001 | 10
BTZ | 2__JCONI000 | 9 |  |  |  | BTZ | 2__KCORE000 | 10
BTZ | 2__JCOOP000 | 9 |  |  |  | BTZ | 2__KCOUL000 | 10
BTZ | 2__JCOOP001 | 9 |  |  |  | BTZ | 2__KCOVE000 | 10
BTZ | 2__JCORE000 | 9 |  |  |  | BTZ | 2__KCPPR000 | 10
BTZ | 2__JCOUL000 | 9 |  |  |  | BTZ | 2__KCYCL000 | 10
BTZ | 2__JCOVE000 | 9 |  |  |  | BTZ | 2__KDESL000 | 10
BTZ | 2__JCPPR000 | 9 |  |  |  | BTZ | 2__KDFDL000 | 10
BTZ | 2__JCYCL000 | 9 |  |  |  | BTZ | 2__KDIRA000 | 10
BTZ | 2__JDESL000 | 9 |  |  |  | BTZ | 2__KDNRG000 | 10
BTZ | 2__JDFDL000 | 9 |  |  |  | BTZ | 2__KDRGI000 | 10
BTZ | 2__JDIRA000 | 9 |  |  |  | BTZ | 2__KDUAL000 | 10
BTZ | 2__JDNRG000 | 9 |  |  |  | BTZ | 2__KEBES000 | 10
BTZ | 2__JDRGI000 | 9 |  |  |  | BTZ | 2__KECOA000 | 10
BTZ | 2__JDUAL000 | 9 |  |  |  | BTZ | 2__KECON000 | 10
BTZ | 2__JEBES000 | 9 |  |  |  | BTZ | 2__KECOT000 | 10
BTZ | 2__JECOA000 | 9 |  |  |  | BTZ | 2__KEDDI000 | 10
BTZ | 2__JECON000 | 9 |  |  |  | BTZ | 2__KEDGE000 | 10
BTZ | 2__JECOT000 | 9 |  |  |  | BTZ | 2__KEDIR000 | 10
BTZ | 2__JEDDI000 | 9 |  |  |  | BTZ | 2__KEELC000 | 10
BTZ | 2__JEDFE000 | 9 |  |  |  | BTZ | 2__KEENG000 | 10
BTZ | 2__JEDGE000 | 9 |  |  |  | BTZ | 2__KEESL000 | 10
BTZ | 2__JEDIR000 | 9 |  |  |  | BTZ | 2__KEETL000 | 10
BTZ | 2__JEELC000 | 9 |  |  |  | BTZ | 2__KEFLS000 | 10
BTZ | 2__JEENG000 | 9 |  |  |  | BTZ | 2__KEGML000 | 10
BTZ | 2__JEETL000 | 9 |  |  |  | BTZ | 2__KELEC000 | 10
BTZ | 2__JEFLS000 | 9 |  |  |  | BTZ | 2__KEMEB000 | 10
BTZ | 2__JEGDX000 | 9 |  |  |  | BTZ | 2__KEMZO000 | 10
BTZ | 2__JEGML000 | 9 |  |  |  | BTZ | 2__KENDC000 | 10
BTZ | 2__JELEC000 | 9 |  |  |  | BTZ | 2__KENDC001 | 10
BTZ | 2__JEMEB000 | 9 |  |  |  | BTZ | 2__KENDC002 | 10
BTZ | 2__JEMZO000 | 9 |  |  |  | BTZ | 2__KENEC000 | 10
BTZ | 2__JENDC000 | 9 |  |  |  | BTZ | 2__KENGQ000 | 10
BTZ | 2__JENDC001 | 9 |  |  |  | BTZ | 2__KENRD000 | 10
BTZ | 2__JENDC002 | 9 |  |  |  | BTZ | 2__KENRD002 | 10
BTZ | 2__JENEC000 | 9 |  |  |  | BTZ | 2__KENRG000 | 10
BTZ | 2__JENER000 | 9 |  |  |  | BTZ | 2__KENRG002 | 10
BTZ | 2__JENGQ000 | 9 |  |  |  | BTZ | 2__KEOND000 | 10
BTZ | 2__JENRD000 | 9 |  |  |  | BTZ | 2__KEPHH000 | 10
BTZ | 2__JENRD002 | 9 |  |  |  | BTZ | 2__KESSL000 | 10
BTZ | 2__JENRG000 | 9 |  |  |  | BTZ | 2__KEURO000 | 10
BTZ | 2__JENRG002 | 9 |  |  |  | BTZ | 2__KEUST000 | 10
BTZ | 2__JENRG003 | 9 |  |  |  | BTZ | 2__KEVER000 | 10
BTZ | 2__JEOND000 | 9 |  |  |  | BTZ | 2__KEXGL000 | 10
BTZ | 2__JEPHH000 | 9 |  |  |  | BTZ | 2__KFARA000 | 10
BTZ | 2__JEQUI000 | 9 |  |  |  | BTZ | 2__KFARR000 | 10
BTZ | 2__JESSL000 | 9 |  |  |  | BTZ | 2__KFLEX000 | 10
BTZ | 2__JEURO000 | 9 |  |  |  | BTZ | 2__KFNRG000 | 10
BTZ | 2__JEUST000 | 9 |  |  |  | BTZ | 2__KFRST000 | 10
BTZ | 2__JEVER000 | 9 |  |  |  | BTZ | 2__KFSEN000 | 10
BTZ | 2__JEXGL000 | 9 |  |  |  | BTZ | 2__KFSEN001 | 10
BTZ | 2__JFARA000 | 9 |  |  |  | BTZ | 2__KFXGL000 | 10
BTZ | 2__JFARR000 | 9 |  |  |  | BTZ | 2__KGALE000 | 10
BTZ | 2__JFLEX000 | 9 |  |  |  | BTZ | 2__KGANY000 | 10
BTZ | 2__JFNRG000 | 9 |  |  |  | BTZ | 2__KGESL000 | 10
BTZ | 2__JFRST000 | 9 |  |  |  | BTZ | 2__KGETW000 | 10
BTZ | 2__JFSEN000 | 9 |  |  |  | BTZ | 2__KGMTR000 | 10
BTZ | 2__JFSEN001 | 9 |  |  |  | BTZ | 2__KGNRG000 | 10
BTZ | 2__JFSEN002 | 9 |  |  |  | BTZ | 2__KGONG000 | 10
BTZ | 2__JFXGL000 | 9 |  |  |  | BTZ | 2__KHAVE000 | 10
BTZ | 2__JGALE000 | 9 |  |  |  | BTZ | 2__KHAWK000 | 10
BTZ | 2__JGANY000 | 9 |  |  |  | BTZ | 2__KHOLB000 | 10
BTZ | 2__JGESL000 | 9 |  |  |  | BTZ | 2__KHOME000 | 10
BTZ | 2__JGETW000 | 9 |  |  |  | BTZ | 2__KHPOW000 | 10
BTZ | 2__JGLDE000 | 9 |  |  |  | BTZ | 2__KHPOW001 | 10
BTZ | 2__JGMTR000 | 9 |  |  |  | BTZ | 2__KHPOW002 | 10
BTZ | 2__JGMTX000 | 9 |  |  |  | BTZ | 2__KHUDG000 | 10
BTZ | 2__JGNRG000 | 9 |  |  |  | BTZ | 2__KHUDS000 | 10
BTZ | 2__JGONG000 | 9 |  |  |  | BTZ | 2__KHUDS001 | 10
BTZ | 2__JGOOD000 | 9 |  |  |  | BTZ | 2__KHYDE000 | 10
BTZ | 2__JHAVE000 | 9 |  |  |  | BTZ | 2__KIMPO000 | 10
BTZ | 2__JHAWK000 | 9 |  |  |  | BTZ | 2__KINDE000 | 10
BTZ | 2__JHOLB000 | 9 |  |  |  | BTZ | 2__KINVE000 | 10
BTZ | 2__JHOME000 | 9 |  |  |  | BTZ | 2__KIRES000 | 10
BTZ | 2__JHPOW000 | 9 |  |  |  | BTZ | 2__KIRID000 | 10
BTZ | 2__JHPOW001 | 9 |  |  |  | BTZ | 2__KJERE000 | 10
BTZ | 2__JHPOW002 | 9 |  |  |  | BTZ | 2__KKENS000 | 10
BTZ | 2__JHUDG000 | 9 |  |  |  | BTZ | 2__KLIGH000 | 10
BTZ | 2__JHUDS000 | 9 |  |  |  | BTZ | 2__KLILY000 | 10
BTZ | 2__JHYDE000 | 9 |  |  |  | BTZ | 2__KLIME000 | 10
BTZ | 2__JIAMP000 | 9 |  |  |  | BTZ | 2__KLOND000 | 10
BTZ | 2__JIMPO000 | 9 |  |  |  | BTZ | 2__KLORM000 | 10
BTZ | 2__JINDE000 | 9 |  |  |  | BTZ | 2__KLUME000 | 10
BTZ | 2__JINVE000 | 9 |  |  |  | BTZ | 2__KLUMO000 | 10
BTZ | 2__JIRES000 | 9 |  |  |  | BTZ | 2__KLVDR000 | 10
BTZ | 2__JIRID000 | 9 |  |  |  | BTZ | 2__KMAEL000 | 10
BTZ | 2__JJERE000 | 9 |  |  |  | BTZ | 2__KMAET000 | 10
BTZ | 2__JKENS000 | 9 |  |  |  | BTZ | 2__KMAGN000 | 10
BTZ | 2__JLIGH000 | 9 |  |  |  | BTZ | 2__KMAIN000 | 10
BTZ | 2__JLILY000 | 9 |  |  |  | BTZ | 2__KMANW000 | 10
BTZ | 2__JLIME000 | 9 |  |  |  | BTZ | 2__KMARB000 | 10
BTZ | 2__JLOND000 | 9 |  |  |  | BTZ | 2__KMARI000 | 10
BTZ | 2__JLOND001 | 9 |  |  |  | BTZ | 2__KMATT000 | 10
BTZ | 2__JLORM000 | 9 |  |  |  | BTZ | 2__KMIDE000 | 10
BTZ | 2__JLUME000 | 9 |  |  |  | BTZ | 2__KMINT000 | 10
BTZ | 2__JLUMO000 | 9 |  |  |  | BTZ | 2__KMISS000 | 10
BTZ | 2__JLVDR000 | 9 |  |  |  | BTZ | 2__KMONT000 | 10
BTZ | 2__JMAEL000 | 9 |  |  |  | BTZ | 2__KMRCY000 | 10
BTZ | 2__JMAET000 | 9 |  |  |  | BTZ | 2__KMTRL000 | 10
BTZ | 2__JMAGN000 | 9 |  |  |  | BTZ | 2__KNATP000 | 10
BTZ | 2__JMAIN000 | 9 |  |  |  | BTZ | 2__KNCKL000 | 10
BTZ | 2__JMANW000 | 9 |  |  |  | BTZ | 2__KNEEB000 | 10
BTZ | 2__JMARB000 | 9 |  |  |  | BTZ | 2__KNEVA000 | 10
BTZ | 2__JMARI000 | 9 |  |  |  | BTZ | 2__KNEWP000 | 10
BTZ | 2__JMATT000 | 9 |  |  |  | BTZ | 2__KNORW000 | 10
BTZ | 2__JMIDE000 | 9 |  |  |  | BTZ | 2__KNUCE000 | 10
BTZ | 2__JMINT000 | 9 |  |  |  | BTZ | 2__KOBER000 | 10
BTZ | 2__JMISS000 | 9 |  |  |  | BTZ | 2__KOGAS000 | 10
BTZ | 2__JMONT000 | 9 |  |  |  | BTZ | 2__KOPAL000 | 10
BTZ | 2__JMRCY000 | 9 |  |  |  | BTZ | 2__KOREB000 | 10
BTZ | 2__JMTRL000 | 9 |  |  |  | BTZ | 2__KOREG000 | 10
BTZ | 2__JNATP000 | 9 |  |  |  | BTZ | 2__KOSMI000 | 10
BTZ | 2__JNCKL000 | 9 |  |  |  | BTZ | 2__KOVOE000 | 10
BTZ | 2__JNEEB000 | 9 |  |  |  | BTZ | 2__KOXPO000 | 10
BTZ | 2__JNEVA000 | 9 |  |  |  | BTZ | 2__KPADD000 | 10
BTZ | 2__JNEWP000 | 9 |  |  |  | BTZ | 2__KPALL000 | 10
BTZ | 2__JNORW000 | 9 |  |  |  | BTZ | 2__KPARK000 | 10
BTZ | 2__JNUCE000 | 9 |  |  |  | BTZ | 2__KPGEN000 | 10
BTZ | 2__JOGAS000 | 9 |  |  |  | BTZ | 2__KPILO000 | 10
BTZ | 2__JOMNI000 | 9 |  |  |  | BTZ | 2__KPION000 | 10
BTZ | 2__JOPAL000 | 9 |  |  |  | BTZ | 2__KPIRO000 | 10
BTZ | 2__JOREB000 | 9 |  |  |  | BTZ | 2__KPOWQ000 | 10
BTZ | 2__JOREG000 | 9 |  |  |  | BTZ | 2__KPROZ000 | 10
BTZ | 2__JOSMI000 | 9 |  |  |  | BTZ | 2__KPSUK000 | 10
BTZ | 2__JOVAL000 | 9 |  |  |  | BTZ | 2__KPURE000 | 10
BTZ | 2__JOVOE000 | 9 |  |  |  | BTZ | 2__KPUTY000 | 10
BTZ | 2__JOXPO000 | 9 |  |  |  | BTZ | 2__KQEEN000 | 10
BTZ | 2__JPADD000 | 9 |  |  |  | BTZ | 2__KRAYL000 | 10
BTZ | 2__JPALL000 | 9 |  |  |  | BTZ | 2__KREGE000 | 10
BTZ | 2__JPERL000 | 9 |  |  |  | BTZ | 2__KRENC000 | 10
BTZ | 2__JPGEN000 | 9 |  |  |  | BTZ | 2__KRHOD000 | 10
BTZ | 2__JPILO000 | 9 |  |  |  | BTZ | 2__KROSE000 | 10
BTZ | 2__JPION000 | 9 |  |  |  | BTZ | 2__KRUTH000 | 10
BTZ | 2__JPIRO000 | 9 |  |  |  | BTZ | 2__KRWED000 | 10
BTZ | 2__JPOWQ000 | 9 |  |  |  | BTZ | 2__KSANT000 | 10
BTZ | 2__JPROZ000 | 9 |  |  |  | BTZ | 2__KSAPH000 | 10
BTZ | 2__JPSUK000 | 9 |  |  |  | BTZ | 2__KSATU000 | 10
BTZ | 2__JPURE000 | 9 |  |  |  | BTZ | 2__KSCAF000 | 10
BTZ | 2__JPUTY000 | 9 |  |  |  | BTZ | 2__KSEEB000 | 10
BTZ | 2__JQEEN000 | 9 |  |  |  | BTZ | 2__KSEEE000 | 10
BTZ | 2__JRAYL000 | 9 |  |  |  | BTZ | 2__KSING000 | 10
BTZ | 2__JREGE000 | 9 |  |  |  | BTZ | 2__KSINQ000 | 10
BTZ | 2__JRENC000 | 9 |  |  |  | BTZ | 2__KSIRO000 | 10
BTZ | 2__JRHOD000 | 9 |  |  |  | BTZ | 2__KSKLN000 | 10
BTZ | 2__JROSE000 | 9 |  |  |  | BTZ | 2__KSLVR000 | 10
BTZ | 2__JRUTH000 | 9 |  |  |  | BTZ | 2__KSMAR000 | 10
BTZ | 2__JRWED000 | 9 |  |  |  | BTZ | 2__KSNFR000 | 10
BTZ | 2__JRWED002 | 9 |  |  |  | BTZ | 2__KSOUT000 | 10
BTZ | 2__JSANT000 | 9 |  |  |  | BTZ | 2__KSPAL000 | 10
BTZ | 2__JSAPH000 | 9 |  |  |  | BTZ | 2__KSPOW000 | 10
BTZ | 2__JSATU000 | 9 |  |  |  | BTZ | 2__KSPRK000 | 10
BTZ | 2__JSCAF000 | 9 |  |  |  | BTZ | 2__KSTAT000 | 10
BTZ | 2__JSEEB000 | 9 |  |  |  | BTZ | 2__KSWAE000 | 10
BTZ | 2__JSEEE000 | 9 |  |  |  | BTZ | 2__KSWDP000 | 10
BTZ | 2__JSIMC000 | 9 |  |  |  | BTZ | 2__KSWEB000 | 10
BTZ | 2__JSING000 | 9 |  |  |  | BTZ | 2__KSWEL000 | 10
BTZ | 2__JSINQ000 | 9 |  |  |  | BTZ | 2__KSYMB000 | 10
BTZ | 2__JSIRO000 | 9 |  |  |  | BTZ | 2__KTANA000 | 10
BTZ | 2__JSKID000 | 9 |  |  |  | BTZ | 2__KTEMP000 | 10
BTZ | 2__JSKLN000 | 9 |  |  |  | BTZ | 2__KTEXA000 | 10
BTZ | 2__JSLVR000 | 9 |  |  |  | BTZ | 2__KTGPL000 | 10
BTZ | 2__JSMAR000 | 9 |  |  |  | BTZ | 2__KTHLE000 | 10
BTZ | 2__JSNFR000 | 9 |  |  |  | BTZ | 2__KTHRE000 | 10
BTZ | 2__JSOUT000 | 9 |  |  |  | BTZ | 2__KTLWD000 | 10
BTZ | 2__JSPAL000 | 9 |  |  |  | BTZ | 2__KTNDO000 | 10
BTZ | 2__JSPOW000 | 9 |  |  |  | BTZ | 2__KTOGO000 | 10
BTZ | 2__JSPRK000 | 9 |  |  |  | BTZ | 2__KTOTO000 | 10
BTZ | 2__JSQKY000 | 9 |  |  |  | BTZ | 2__KTRAM000 | 10
BTZ | 2__JSTAT000 | 9 |  |  |  | BTZ | 2__KTREX000 | 10
BTZ | 2__JSWAE000 | 9 |  |  |  | BTZ | 2__KTULP000 | 10
BTZ | 2__JSWDP000 | 9 |  |  |  | BTZ | 2__KUKPR000 | 10
BTZ | 2__JSWEB000 | 9 |  |  |  | BTZ | 2__KVAVU000 | 10
BTZ | 2__JSWEL000 | 9 |  |  |  | BTZ | 2__KVERM000 | 10
BTZ | 2__JSYMB000 | 9 |  |  |  | BTZ | 2__KVETS000 | 10
BTZ | 2__JTEMP000 | 9 |  |  |  | BTZ | 2__KVIPR000 | 10
BTZ | 2__JTEXA000 | 9 |  |  |  | BTZ | 2__KVIRG000 | 10
BTZ | 2__JTGPL000 | 9 |  |  |  | BTZ | 2__KVNGA000 | 10
BTZ | 2__JTHLE000 | 9 |  |  |  | BTZ | 2__KVNQT000 | 10
BTZ | 2__JTHRE000 | 9 |  |  |  | BTZ | 2__KVOLT000 | 10
BTZ | 2__JTILL000 | 9 |  |  |  | BTZ | 2__KWASH000 | 10
BTZ | 2__JTLWD000 | 9 |  |  |  | BTZ | 2__KYELG000 | 10
BTZ | 2__JTNDO000 | 9 |  |  |  | BTZ | 2__KZPYR000 | 10
BTZ | 2__JTOGO000 | 9 |  |  |  | BTZ | 2__LALAB000 | 11
BTZ | 2__JTONB000 | 9 |  |  |  | BTZ | 2__LALAS000 | 11
BTZ | 2__JTOTO000 | 9 |  |  |  | BTZ | 2__LALBU000 | 11
BTZ | 2__JTRAM000 | 9 |  |  |  | BTZ | 2__LALTI000 | 11
BTZ | 2__JTREX000 | 9 |  |  |  | BTZ | 2__LANGE000 | 11
BTZ | 2__JTULP000 | 9 |  |  |  | BTZ | 2__LANGE001 | 11
BTZ | 2__JUKPR000 | 9 |  |  |  | BTZ | 2__LARIZ000 | 11
BTZ | 2__JVERM000 | 9 |  |  |  | BTZ | 2__LARRU000 | 11
BTZ | 2__JVETS000 | 9 |  |  |  | BTZ | 2__LAVRO000 | 11
BTZ | 2__JVIPR000 | 9 |  |  |  | BTZ | 2__LAXIS000 | 11
BTZ | 2__JVIRG000 | 9 |  |  |  | BTZ | 2__LAXPO000 | 11
BTZ | 2__JVNGA000 | 9 |  |  |  | BTZ | 2__LAZAC000 | 11
BTZ | 2__JVNQT000 | 9 |  |  |  | BTZ | 2__LBARB000 | 11
BTZ | 2__JVOLT000 | 9 |  |  |  | BTZ | 2__LBAYS000 | 11
BTZ | 2__JWASH000 | 9 |  |  |  | BTZ | 2__LBCFC000 | 11
BTZ | 2__JWILL000 | 9 |  |  |  | BTZ | 2__LBETH000 | 11
BTZ | 2__JYELG000 | 9 |  |  |  | BTZ | 2__LBGAS000 | 11
BTZ | 2__JYNRG000 | 9 |  |  |  | BTZ | 2__LBIZZ000 | 11
BTZ | 2__JZPYR000 | 9 |  |  |  | BTZ | 2__LBLBL000 | 11
BTZ | 2__JZYTH000 | 9 |  |  |  | BTZ | 2__LBNRG000 | 11
BTZ | 2__KALAB000 | 10 |  |  |  | BTZ | 2__LBORE000 | 11
BTZ | 2__KALAS000 | 10 |  |  |  | BTZ | 2__LBREZ000 | 11
BTZ | 2__KALTI000 | 10 |  |  |  | BTZ | 2__LBRZE000 | 11
BTZ | 2__KANGE000 | 10 |  |  |  | BTZ | 2__LBULN000 | 11
BTZ | 2__KANGE001 | 10 |  |  |  | BTZ | 2__LCALI000 | 11
BTZ | 2__KANGE002 | 10 |  |  |  | BTZ | 2__LCALL000 | 11
BTZ | 2__KARIZ000 | 10 |  |  |  | BTZ | 2__LCBRA000 | 11
BTZ | 2__KARRU000 | 10 |  |  |  | BTZ | 2__LCFWR000 | 11
BTZ | 2__KAVRO000 | 10 |  |  |  | BTZ | 2__LCILI000 | 11
BTZ | 2__KAXIS000 | 10 |  |  |  | BTZ | 2__LCIRC000 | 11
BTZ | 2__KAXPO000 | 10 |  |  |  | BTZ | 2__LCMRO000 | 11
BTZ | 2__KAZAC000 | 10 |  |  |  | BTZ | 2__LCNDL000 | 11
BTZ | 2__KBARB000 | 10 |  |  |  | BTZ | 2__LCNRG000 | 11
BTZ | 2__KBAYS000 | 10 |  |  |  | BTZ | 2__LCOLG000 | 11
BTZ | 2__KBCFC000 | 10 |  |  |  | BTZ | 2__LCOLO000 | 11
BTZ | 2__KBELS000 | 10 |  |  |  | BTZ | 2__LCOMT000 | 11
BTZ | 2__KBETH000 | 10 |  |  |  | BTZ | 2__LCOOP000 | 11
BTZ | 2__KBGAS000 | 10 |  |  |  | BTZ | 2__LCORE000 | 11
BTZ | 2__KBIZZ000 | 10 |  |  |  | BTZ | 2__LCOUL000 | 11
BTZ | 2__KBLBL000 | 10 |  |  |  | BTZ | 2__LCOVE000 | 11
BTZ | 2__KBNRG000 | 10 |  |  |  | BTZ | 2__LCPPR000 | 11
BTZ | 2__KBORE000 | 10 |  |  |  | BTZ | 2__LCYCL000 | 11
BTZ | 2__KBORO000 | 10 |  |  |  | BTZ | 2__LDESL000 | 11
BTZ | 2__KBOWF000 | 10 |  |  |  | BTZ | 2__LDFDL000 | 11
BTZ | 2__KBPGM000 | 10 |  |  |  | BTZ | 2__LDIRA000 | 11
BTZ | 2__KBREZ000 | 10 |  |  |  | BTZ | 2__LDNRG000 | 11
BTZ | 2__KBRZE000 | 10 |  |  |  | BTZ | 2__LDRGI000 | 11
BTZ | 2__KBULN000 | 10 |  |  |  | BTZ | 2__LDUAL000 | 11
BTZ | 2__KCALI000 | 10 |  |  |  | BTZ | 2__LEBES000 | 11
BTZ | 2__KCALL000 | 10 |  |  |  | BTZ | 2__LECOA000 | 11
BTZ | 2__KCBRA000 | 10 |  |  |  | BTZ | 2__LECON000 | 11
BTZ | 2__KCFWR000 | 10 |  |  |  | BTZ | 2__LECOT000 | 11
BTZ | 2__KCILI000 | 10 |  |  |  | BTZ | 2__LEDDI000 | 11
BTZ | 2__KCIRC000 | 10 |  |  |  | BTZ | 2__LEDGE000 | 11
BTZ | 2__KCMRO000 | 10 |  |  |  | BTZ | 2__LEDIR000 | 11
BTZ | 2__KCNDL000 | 10 |  |  |  | BTZ | 2__LEELC000 | 11
BTZ | 2__KCNRD000 | 10 |  |  |  | BTZ | 2__LEENG000 | 11
BTZ | 2__KCNRG000 | 10 |  |  |  | BTZ | 2__LEESL000 | 11
BTZ | 2__KCOLG000 | 10 |  |  |  | BTZ | 2__LEETL000 | 11
BTZ | 2__KCOLO000 | 10 |  |  |  | BTZ | 2__LEFLS000 | 11
BTZ | 2__KCOMT000 | 10 |  |  |  | BTZ | 2__LEGML000 | 11
BTZ | 2__KCONI000 | 10 |  |  |  | BTZ | 2__LELEC000 | 11
BTZ | 2__KCOOP000 | 10 |  |  |  | BTZ | 2__LEMEB000 | 11
BTZ | 2__KCOOP001 | 10 |  |  |  | BTZ | 2__LEMZO000 | 11
BTZ | 2__KCORE000 | 10 |  |  |  | BTZ | 2__LENDC000 | 11
BTZ | 2__KCOUL000 | 10 |  |  |  | BTZ | 2__LENDC001 | 11
BTZ | 2__KCOVE000 | 10 |  |  |  | BTZ | 2__LENDC002 | 11
BTZ | 2__KCPPR000 | 10 |  |  |  | BTZ | 2__LENEC000 | 11
BTZ | 2__KCYCL000 | 10 |  |  |  | BTZ | 2__LENGQ000 | 11
BTZ | 2__KDESL000 | 10 |  |  |  | BTZ | 2__LENRD000 | 11
BTZ | 2__KDFDL000 | 10 |  |  |  | BTZ | 2__LENRD002 | 11
BTZ | 2__KDIRA000 | 10 |  |  |  | BTZ | 2__LENRG000 | 11
BTZ | 2__KDNRG000 | 10 |  |  |  | BTZ | 2__LENRG002 | 11
BTZ | 2__KDRGI000 | 10 |  |  |  | BTZ | 2__LEOND000 | 11
BTZ | 2__KDUAL000 | 10 |  |  |  | BTZ | 2__LEPHH000 | 11
BTZ | 2__KEBES000 | 10 |  |  |  | BTZ | 2__LESSL000 | 11
BTZ | 2__KECOA000 | 10 |  |  |  | BTZ | 2__LEURO000 | 11
BTZ | 2__KECON000 | 10 |  |  |  | BTZ | 2__LEUST000 | 11
BTZ | 2__KECOT000 | 10 |  |  |  | BTZ | 2__LEVER000 | 11
BTZ | 2__KEDDI000 | 10 |  |  |  | BTZ | 2__LEXGL000 | 11
BTZ | 2__KEDFE000 | 10 |  |  |  | BTZ | 2__LFARA000 | 11
BTZ | 2__KEDGE000 | 10 |  |  |  | BTZ | 2__LFARR000 | 11
BTZ | 2__KEDGE001 | 10 |  |  |  | BTZ | 2__LFLEX000 | 11
BTZ | 2__KEDIR000 | 10 |  |  |  | BTZ | 2__LFNRG000 | 11
BTZ | 2__KEELC000 | 10 |  |  |  | BTZ | 2__LFRST000 | 11
BTZ | 2__KEENG000 | 10 |  |  |  | BTZ | 2__LFSEN000 | 11
BTZ | 2__KEETL000 | 10 |  |  |  | BTZ | 2__LFSEN001 | 11
BTZ | 2__KEFLS000 | 10 |  |  |  | BTZ | 2__LFSEN002 | 11
BTZ | 2__KEGDX000 | 10 |  |  |  | BTZ | 2__LFXGL000 | 11
BTZ | 2__KEGML000 | 10 |  |  |  | BTZ | 2__LGALE000 | 11
BTZ | 2__KELEC000 | 10 |  |  |  | BTZ | 2__LGANY000 | 11
BTZ | 2__KEMEB000 | 10 |  |  |  | BTZ | 2__LGESL000 | 11
BTZ | 2__KEMZO000 | 10 |  |  |  | BTZ | 2__LGETW000 | 11
BTZ | 2__KENDC000 | 10 |  |  |  | BTZ | 2__LGMTR000 | 11
BTZ | 2__KENDC001 | 10 |  |  |  | BTZ | 2__LGNRG000 | 11
BTZ | 2__KENDC002 | 10 |  |  |  | BTZ | 2__LGONG000 | 11
BTZ | 2__KENEC000 | 10 |  |  |  | BTZ | 2__LHAVE000 | 11
BTZ | 2__KENER000 | 10 |  |  |  | BTZ | 2__LHAWK000 | 11
BTZ | 2__KENGQ000 | 10 |  |  |  | BTZ | 2__LHOLB000 | 11
BTZ | 2__KENRD000 | 10 |  |  |  | BTZ | 2__LHOME000 | 11
BTZ | 2__KENRD002 | 10 |  |  |  | BTZ | 2__LHPOW000 | 11
BTZ | 2__KENRG000 | 10 |  |  |  | BTZ | 2__LHPOW001 | 11
BTZ | 2__KENRG002 | 10 |  |  |  | BTZ | 2__LHPOW002 | 11
BTZ | 2__KENRG003 | 10 |  |  |  | BTZ | 2__LHUDG000 | 11
BTZ | 2__KEOND000 | 10 |  |  |  | BTZ | 2__LHUDS000 | 11
BTZ | 2__KEPHH000 | 10 |  |  |  | BTZ | 2__LHUDS001 | 11
BTZ | 2__KEQUI000 | 10 |  |  |  | BTZ | 2__LHYDE000 | 11
BTZ | 2__KESSL000 | 10 |  |  |  | BTZ | 2__LIMPO000 | 11
BTZ | 2__KEURO000 | 10 |  |  |  | BTZ | 2__LINDE000 | 11
BTZ | 2__KEUST000 | 10 |  |  |  | BTZ | 2__LINVE000 | 11
BTZ | 2__KEVER000 | 10 |  |  |  | BTZ | 2__LIRES000 | 11
BTZ | 2__KEXGL000 | 10 |  |  |  | BTZ | 2__LIRID000 | 11
BTZ | 2__KFARA000 | 10 |  |  |  | BTZ | 2__LJERE000 | 11
BTZ | 2__KFARR000 | 10 |  |  |  | BTZ | 2__LKENS000 | 11
BTZ | 2__KFLEX000 | 10 |  |  |  | BTZ | 2__LLIGH000 | 11
BTZ | 2__KFNRG000 | 10 |  |  |  | BTZ | 2__LLILY000 | 11
BTZ | 2__KFRST000 | 10 |  |  |  | BTZ | 2__LLIME000 | 11
BTZ | 2__KFSEN000 | 10 |  |  |  | BTZ | 2__LLOND000 | 11
BTZ | 2__KFSEN001 | 10 |  |  |  | BTZ | 2__LLORM000 | 11
BTZ | 2__KFXGL000 | 10 |  |  |  | BTZ | 2__LLUME000 | 11
BTZ | 2__KGALE000 | 10 |  |  |  | BTZ | 2__LLUMO000 | 11
BTZ | 2__KGANY000 | 10 |  |  |  | BTZ | 2__LLVDR000 | 11
BTZ | 2__KGESL000 | 10 |  |  |  | BTZ | 2__LMAEL000 | 11
BTZ | 2__KGETW000 | 10 |  |  |  | BTZ | 2__LMAET000 | 11
BTZ | 2__KGLDE000 | 10 |  |  |  | BTZ | 2__LMAGN000 | 11
BTZ | 2__KGMTR000 | 10 |  |  |  | BTZ | 2__LMAIN000 | 11
BTZ | 2__KGMTX000 | 10 |  |  |  | BTZ | 2__LMANW000 | 11
BTZ | 2__KGNRG000 | 10 |  |  |  | BTZ | 2__LMARB000 | 11
BTZ | 2__KGONG000 | 10 |  |  |  | BTZ | 2__LMARI000 | 11
BTZ | 2__KGOOD000 | 10 |  |  |  | BTZ | 2__LMATT000 | 11
BTZ | 2__KHAVE000 | 10 |  |  |  | BTZ | 2__LMIDE000 | 11
BTZ | 2__KHAWK000 | 10 |  |  |  | BTZ | 2__LMINT000 | 11
BTZ | 2__KHOLB000 | 10 |  |  |  | BTZ | 2__LMISS000 | 11
BTZ | 2__KHOME000 | 10 |  |  |  | BTZ | 2__LMONT000 | 11
BTZ | 2__KHPOW000 | 10 |  |  |  | BTZ | 2__LMRCY000 | 11
BTZ | 2__KHPOW001 | 10 |  |  |  | BTZ | 2__LMTRL000 | 11
BTZ | 2__KHPOW002 | 10 |  |  |  | BTZ | 2__LNATP000 | 11
BTZ | 2__KHUDG000 | 10 |  |  |  | BTZ | 2__LNCKL000 | 11
BTZ | 2__KHUDS000 | 10 |  |  |  | BTZ | 2__LNEEB000 | 11
BTZ | 2__KHUDS001 | 10 |  |  |  | BTZ | 2__LNEVA000 | 11
BTZ | 2__KHYDE000 | 10 |  |  |  | BTZ | 2__LNEWP000 | 11
BTZ | 2__KIAMP000 | 10 |  |  |  | BTZ | 2__LNORW000 | 11
BTZ | 2__KIMPO000 | 10 |  |  |  | BTZ | 2__LNUCE000 | 11
BTZ | 2__KINDE000 | 10 |  |  |  | BTZ | 2__LOBER000 | 11
BTZ | 2__KINVE000 | 10 |  |  |  | BTZ | 2__LOGAS000 | 11
BTZ | 2__KIRES000 | 10 |  |  |  | BTZ | 2__LOPAL000 | 11
BTZ | 2__KIRID000 | 10 |  |  |  | BTZ | 2__LOREB000 | 11
BTZ | 2__KJERE000 | 10 |  |  |  | BTZ | 2__LOREG000 | 11
BTZ | 2__KKENS000 | 10 |  |  |  | BTZ | 2__LOSMI000 | 11
BTZ | 2__KLIGH000 | 10 |  |  |  | BTZ | 2__LOVOE000 | 11
BTZ | 2__KLILY000 | 10 |  |  |  | BTZ | 2__LOXPO000 | 11
BTZ | 2__KLIME000 | 10 |  |  |  | BTZ | 2__LPADD000 | 11
BTZ | 2__KLOND000 | 10 |  |  |  | BTZ | 2__LPALL000 | 11
BTZ | 2__KLORM000 | 10 |  |  |  | BTZ | 2__LPARK000 | 11
BTZ | 2__KLUME000 | 10 |  |  |  | BTZ | 2__LPGEN000 | 11
BTZ | 2__KLUMO000 | 10 |  |  |  | BTZ | 2__LPILO000 | 11
BTZ | 2__KLVDR000 | 10 |  |  |  | BTZ | 2__LPION000 | 11
BTZ | 2__KLVDR001 | 10 |  |  |  | BTZ | 2__LPIRO000 | 11
BTZ | 2__KMAEL000 | 10 |  |  |  | BTZ | 2__LPOWQ000 | 11
BTZ | 2__KMAET000 | 10 |  |  |  | BTZ | 2__LPROZ000 | 11
BTZ | 2__KMAGN000 | 10 |  |  |  | BTZ | 2__LPSUK000 | 11
BTZ | 2__KMAIN000 | 10 |  |  |  | BTZ | 2__LPURE000 | 11
BTZ | 2__KMANW000 | 10 |  |  |  | BTZ | 2__LPUTY000 | 11
BTZ | 2__KMARB000 | 10 |  |  |  | BTZ | 2__LQEEN000 | 11
BTZ | 2__KMARB001 | 10 |  |  |  | BTZ | 2__LRAYL000 | 11
BTZ | 2__KMARI000 | 10 |  |  |  | BTZ | 2__LREGE000 | 11
BTZ | 2__KMATT000 | 10 |  |  |  | BTZ | 2__LRENC000 | 11
BTZ | 2__KMIDE000 | 10 |  |  |  | BTZ | 2__LRHOD000 | 11
BTZ | 2__KMINT000 | 10 |  |  |  | BTZ | 2__LROSE000 | 11
BTZ | 2__KMISS000 | 10 |  |  |  | BTZ | 2__LRUTH000 | 11
BTZ | 2__KMONT000 | 10 |  |  |  | BTZ | 2__LRWED000 | 11
BTZ | 2__KMRCY000 | 10 |  |  |  | BTZ | 2__LSANT000 | 11
BTZ | 2__KMTRL000 | 10 |  |  |  | BTZ | 2__LSAPH000 | 11
BTZ | 2__KNATP000 | 10 |  |  |  | BTZ | 2__LSATU000 | 11
BTZ | 2__KNCKL000 | 10 |  |  |  | BTZ | 2__LSCAF000 | 11
BTZ | 2__KNEEB000 | 10 |  |  |  | BTZ | 2__LSEEB000 | 11
BTZ | 2__KNEVA000 | 10 |  |  |  | BTZ | 2__LSEEE000 | 11
BTZ | 2__KNEWP000 | 10 |  |  |  | BTZ | 2__LSING000 | 11
BTZ | 2__KNORW000 | 10 |  |  |  | BTZ | 2__LSINQ000 | 11
BTZ | 2__KNUCE000 | 10 |  |  |  | BTZ | 2__LSIRO000 | 11
BTZ | 2__KOGAS000 | 10 |  |  |  | BTZ | 2__LSKLN000 | 11
BTZ | 2__KOMNI000 | 10 |  |  |  | BTZ | 2__LSLVR000 | 11
BTZ | 2__KOPAL000 | 10 |  |  |  | BTZ | 2__LSMAR000 | 11
BTZ | 2__KOREB000 | 10 |  |  |  | BTZ | 2__LSNFR000 | 11
BTZ | 2__KOREG000 | 10 |  |  |  | BTZ | 2__LSOUT000 | 11
BTZ | 2__KOSMI000 | 10 |  |  |  | BTZ | 2__LSPAL000 | 11
BTZ | 2__KOVAL000 | 10 |  |  |  | BTZ | 2__LSPOW000 | 11
BTZ | 2__KOVOE000 | 10 |  |  |  | BTZ | 2__LSPRK000 | 11
BTZ | 2__KOXPO000 | 10 |  |  |  | BTZ | 2__LSTAT000 | 11
BTZ | 2__KPADD000 | 10 |  |  |  | BTZ | 2__LSWAE000 | 11
BTZ | 2__KPALL000 | 10 |  |  |  | BTZ | 2__LSWDP000 | 11
BTZ | 2__KPERL000 | 10 |  |  |  | BTZ | 2__LSWEB000 | 11
BTZ | 2__KPGEN000 | 10 |  |  |  | BTZ | 2__LSWEL000 | 11
BTZ | 2__KPILO000 | 10 |  |  |  | BTZ | 2__LSYMB000 | 11
BTZ | 2__KPION000 | 10 |  |  |  | BTZ | 2__LTANA000 | 11
BTZ | 2__KPIRO000 | 10 |  |  |  | BTZ | 2__LTEMP000 | 11
BTZ | 2__KPOWQ000 | 10 |  |  |  | BTZ | 2__LTEXA000 | 11
BTZ | 2__KPROZ000 | 10 |  |  |  | BTZ | 2__LTGPL000 | 11
BTZ | 2__KPSUK000 | 10 |  |  |  | BTZ | 2__LTHLE000 | 11
BTZ | 2__KPURE000 | 10 |  |  |  | BTZ | 2__LTHRE000 | 11
BTZ | 2__KPUTY000 | 10 |  |  |  | BTZ | 2__LTLWD000 | 11
BTZ | 2__KQEEN000 | 10 |  |  |  | BTZ | 2__LTNDO000 | 11
BTZ | 2__KRAYL000 | 10 |  |  |  | BTZ | 2__LTOGO000 | 11
BTZ | 2__KREGE000 | 10 |  |  |  | BTZ | 2__LTOTO000 | 11
BTZ | 2__KRENC000 | 10 |  |  |  | BTZ | 2__LTRAM000 | 11
BTZ | 2__KRHOD000 | 10 |  |  |  | BTZ | 2__LTREX000 | 11
BTZ | 2__KROSE000 | 10 |  |  |  | BTZ | 2__LTULP000 | 11
BTZ | 2__KRUTH000 | 10 |  |  |  | BTZ | 2__LUKPR000 | 11
BTZ | 2__KRWED000 | 10 |  |  |  | BTZ | 2__LVAVU000 | 11
BTZ | 2__KSANT000 | 10 |  |  |  | BTZ | 2__LVERM000 | 11
BTZ | 2__KSAPH000 | 10 |  |  |  | BTZ | 2__LVETS000 | 11
BTZ | 2__KSATU000 | 10 |  |  |  | BTZ | 2__LVIPR000 | 11
BTZ | 2__KSCAF000 | 10 |  |  |  | BTZ | 2__LVIRG000 | 11
BTZ | 2__KSEEB000 | 10 |  |  |  | BTZ | 2__LVNGA000 | 11
BTZ | 2__KSEEE000 | 10 |  |  |  | BTZ | 2__LVNQT000 | 11
BTZ | 2__KSIMC000 | 10 |  |  |  | BTZ | 2__LVOLT000 | 11
BTZ | 2__KSING000 | 10 |  |  |  | BTZ | 2__LWASH000 | 11
BTZ | 2__KSINQ000 | 10 |  |  |  | BTZ | 2__LYELG000 | 11
BTZ | 2__KSIRO000 | 10 |  |  |  | BTZ | 2__LZPYR000 | 11
BTZ | 2__KSKID000 | 10 |  |  |  | BTZ | 2__MALAB000 | 12
BTZ | 2__KSKLN000 | 10 |  |  |  | BTZ | 2__MALAS000 | 12
BTZ | 2__KSLVR000 | 10 |  |  |  | BTZ | 2__MALBU000 | 12
BTZ | 2__KSMAR000 | 10 |  |  |  | BTZ | 2__MALTI000 | 12
BTZ | 2__KSNFR000 | 10 |  |  |  | BTZ | 2__MANGE000 | 12
BTZ | 2__KSOUT000 | 10 |  |  |  | BTZ | 2__MANGE001 | 12
BTZ | 2__KSPAL000 | 10 |  |  |  | BTZ | 2__MARIZ000 | 12
BTZ | 2__KSPOW000 | 10 |  |  |  | BTZ | 2__MARRU000 | 12
BTZ | 2__KSPRK000 | 10 |  |  |  | BTZ | 2__MAVRO000 | 12
BTZ | 2__KSQKY000 | 10 |  |  |  | BTZ | 2__MAXIS000 | 12
BTZ | 2__KSTAT000 | 10 |  |  |  | BTZ | 2__MAXPO000 | 12
BTZ | 2__KSWAE000 | 10 |  |  |  | BTZ | 2__MAZAC000 | 12
BTZ | 2__KSWDP000 | 10 |  |  |  | BTZ | 2__MBARB000 | 12
BTZ | 2__KSWEB000 | 10 |  |  |  | BTZ | 2__MBAYS000 | 12
BTZ | 2__KSWEL000 | 10 |  |  |  | BTZ | 2__MBCFC000 | 12
BTZ | 2__KSYMB000 | 10 |  |  |  | BTZ | 2__MBETH000 | 12
BTZ | 2__KTEMP000 | 10 |  |  |  | BTZ | 2__MBGAS000 | 12
BTZ | 2__KTEXA000 | 10 |  |  |  | BTZ | 2__MBIZZ000 | 12
BTZ | 2__KTGPL000 | 10 |  |  |  | BTZ | 2__MBLBL000 | 12
BTZ | 2__KTHLE000 | 10 |  |  |  | BTZ | 2__MBNRG000 | 12
BTZ | 2__KTHRE000 | 10 |  |  |  | BTZ | 2__MBORE000 | 12
BTZ | 2__KTILL000 | 10 |  |  |  | BTZ | 2__MBREZ000 | 12
BTZ | 2__KTLWD000 | 10 |  |  |  | BTZ | 2__MBRZE000 | 12
BTZ | 2__KTNDO000 | 10 |  |  |  | BTZ | 2__MBULN000 | 12
BTZ | 2__KTOGO000 | 10 |  |  |  | BTZ | 2__MCALI000 | 12
BTZ | 2__KTONB000 | 10 |  |  |  | BTZ | 2__MCALL000 | 12
BTZ | 2__KTOTO000 | 10 |  |  |  | BTZ | 2__MCBRA000 | 12
BTZ | 2__KTRAM000 | 10 |  |  |  | BTZ | 2__MCFWR000 | 12
BTZ | 2__KTREX000 | 10 |  |  |  | BTZ | 2__MCILI000 | 12
BTZ | 2__KTULP000 | 10 |  |  |  | BTZ | 2__MCIRC000 | 12
BTZ | 2__KUKPR000 | 10 |  |  |  | BTZ | 2__MCIRC001 | 12
BTZ | 2__KVERM000 | 10 |  |  |  | BTZ | 2__MCMRO000 | 12
BTZ | 2__KVETS000 | 10 |  |  |  | BTZ | 2__MCNDL000 | 12
BTZ | 2__KVIPR000 | 10 |  |  |  | BTZ | 2__MCNRG000 | 12
BTZ | 2__KVIRG000 | 10 |  |  |  | BTZ | 2__MCOLG000 | 12
BTZ | 2__KVNGA000 | 10 |  |  |  | BTZ | 2__MCOLO000 | 12
BTZ | 2__KVNQT000 | 10 |  |  |  | BTZ | 2__MCOMT000 | 12
BTZ | 2__KVOLT000 | 10 |  |  |  | BTZ | 2__MCOOP000 | 12
BTZ | 2__KWASH000 | 10 |  |  |  | BTZ | 2__MCOOP001 | 12
BTZ | 2__KWILL000 | 10 |  |  |  | BTZ | 2__MCORE000 | 12
BTZ | 2__KYELG000 | 10 |  |  |  | BTZ | 2__MCOUL000 | 12
BTZ | 2__KYNRG000 | 10 |  |  |  | BTZ | 2__MCOVE000 | 12
BTZ | 2__KZPYR000 | 10 |  |  |  | BTZ | 2__MCPPR000 | 12
BTZ | 2__KZYTH000 | 10 |  |  |  | BTZ | 2__MCYCL000 | 12
BTZ | 2__LALAB000 | 11 |  |  |  | BTZ | 2__MDESL000 | 12
BTZ | 2__LALAS000 | 11 |  |  |  | BTZ | 2__MDFDL000 | 12
BTZ | 2__LALTI000 | 11 |  |  |  | BTZ | 2__MDIRA000 | 12
BTZ | 2__LANGE000 | 11 |  |  |  | BTZ | 2__MDNRG000 | 12
BTZ | 2__LANGE001 | 11 |  |  |  | BTZ | 2__MDRGI000 | 12
BTZ | 2__LANGE002 | 11 |  |  |  | BTZ | 2__MDUAL000 | 12
BTZ | 2__LANGE003 | 11 |  |  |  | BTZ | 2__MEBES000 | 12
BTZ | 2__LANGE004 | 11 |  |  |  | BTZ | 2__MECOA000 | 12
BTZ | 2__LARIZ000 | 11 |  |  |  | BTZ | 2__MECON000 | 12
BTZ | 2__LARRU000 | 11 |  |  |  | BTZ | 2__MECOT000 | 12
BTZ | 2__LAVRO000 | 11 |  |  |  | BTZ | 2__MEDDI000 | 12
BTZ | 2__LAXIS000 | 11 |  |  |  | BTZ | 2__MEDGE000 | 12
BTZ | 2__LAXPO000 | 11 |  |  |  | BTZ | 2__MEDIR000 | 12
BTZ | 2__LAZAC000 | 11 |  |  |  | BTZ | 2__MEELC000 | 12
BTZ | 2__LBARB000 | 11 |  |  |  | BTZ | 2__MEENG000 | 12
BTZ | 2__LBAYS000 | 11 |  |  |  | BTZ | 2__MEESL000 | 12
BTZ | 2__LBCFC000 | 11 |  |  |  | BTZ | 2__MEETL000 | 12
BTZ | 2__LBELS000 | 11 |  |  |  | BTZ | 2__MEFLS000 | 12
BTZ | 2__LBETH000 | 11 |  |  |  | BTZ | 2__MEGML000 | 12
BTZ | 2__LBGAS000 | 11 |  |  |  | BTZ | 2__MELEC000 | 12
BTZ | 2__LBIZZ000 | 11 |  |  |  | BTZ | 2__MEMEB000 | 12
BTZ | 2__LBLBL000 | 11 |  |  |  | BTZ | 2__MEMZO000 | 12
BTZ | 2__LBNRG000 | 11 |  |  |  | BTZ | 2__MENDC000 | 12
BTZ | 2__LBORE000 | 11 |  |  |  | BTZ | 2__MENDC001 | 12
BTZ | 2__LBORO000 | 11 |  |  |  | BTZ | 2__MENDC002 | 12
BTZ | 2__LBOWF000 | 11 |  |  |  | BTZ | 2__MENEC000 | 12
BTZ | 2__LBPGM000 | 11 |  |  |  | BTZ | 2__MENGQ000 | 12
BTZ | 2__LBREZ000 | 11 |  |  |  | BTZ | 2__MENRD000 | 12
BTZ | 2__LBRZE000 | 11 |  |  |  | BTZ | 2__MENRD002 | 12
BTZ | 2__LBULN000 | 11 |  |  |  | BTZ | 2__MENRG000 | 12
BTZ | 2__LCALI000 | 11 |  |  |  | BTZ | 2__MENRG002 | 12
BTZ | 2__LCALL000 | 11 |  |  |  | BTZ | 2__MEOND000 | 12
BTZ | 2__LCBRA000 | 11 |  |  |  | BTZ | 2__MEPHH000 | 12
BTZ | 2__LCFWR000 | 11 |  |  |  | BTZ | 2__MESSL000 | 12
BTZ | 2__LCILI000 | 11 |  |  |  | BTZ | 2__MEURO000 | 12
BTZ | 2__LCIRC000 | 11 |  |  |  | BTZ | 2__MEUST000 | 12
BTZ | 2__LCMRO000 | 11 |  |  |  | BTZ | 2__MEVER000 | 12
BTZ | 2__LCNDL000 | 11 |  |  |  | BTZ | 2__MEXGL000 | 12
BTZ | 2__LCNRD000 | 11 |  |  |  | BTZ | 2__MFARA000 | 12
BTZ | 2__LCNRG000 | 11 |  |  |  | BTZ | 2__MFARR000 | 12
BTZ | 2__LCOLG000 | 11 |  |  |  | BTZ | 2__MFLEX000 | 12
BTZ | 2__LCOLO000 | 11 |  |  |  | BTZ | 2__MFNRG000 | 12
BTZ | 2__LCOMT000 | 11 |  |  |  | BTZ | 2__MFRST000 | 12
BTZ | 2__LCONI000 | 11 |  |  |  | BTZ | 2__MFSEN000 | 12
BTZ | 2__LCOOP000 | 11 |  |  |  | BTZ | 2__MFXGL000 | 12
BTZ | 2__LCORE000 | 11 |  |  |  | BTZ | 2__MGALE000 | 12
BTZ | 2__LCOUL000 | 11 |  |  |  | BTZ | 2__MGANY000 | 12
BTZ | 2__LCOVE000 | 11 |  |  |  | BTZ | 2__MGESL000 | 12
BTZ | 2__LCPPR000 | 11 |  |  |  | BTZ | 2__MGETW000 | 12
BTZ | 2__LCYCL000 | 11 |  |  |  | BTZ | 2__MGMTR000 | 12
BTZ | 2__LDESL000 | 11 |  |  |  | BTZ | 2__MGNRG000 | 12
BTZ | 2__LDFDL000 | 11 |  |  |  | BTZ | 2__MGONG000 | 12
BTZ | 2__LDIRA000 | 11 |  |  |  | BTZ | 2__MHAVE000 | 12
BTZ | 2__LDNRG000 | 11 |  |  |  | BTZ | 2__MHAWK000 | 12
BTZ | 2__LDRGI000 | 11 |  |  |  | BTZ | 2__MHOLB000 | 12
BTZ | 2__LDUAL000 | 11 |  |  |  | BTZ | 2__MHOME000 | 12
BTZ | 2__LEBES000 | 11 |  |  |  | BTZ | 2__MHPOW000 | 12
BTZ | 2__LECOA000 | 11 |  |  |  | BTZ | 2__MHPOW001 | 12
BTZ | 2__LECON000 | 11 |  |  |  | BTZ | 2__MHPOW002 | 12
BTZ | 2__LECOT000 | 11 |  |  |  | BTZ | 2__MHUDG000 | 12
BTZ | 2__LECOT001 | 11 |  |  |  | BTZ | 2__MHUDS000 | 12
BTZ | 2__LEDDI000 | 11 |  |  |  | BTZ | 2__MHUDS001 | 12
BTZ | 2__LEDFE000 | 11 |  |  |  | BTZ | 2__MHYDE000 | 12
BTZ | 2__LEDGE000 | 11 |  |  |  | BTZ | 2__MIMPO000 | 12
BTZ | 2__LEDIR000 | 11 |  |  |  | BTZ | 2__MINDE000 | 12
BTZ | 2__LEELC000 | 11 |  |  |  | BTZ | 2__MINVE000 | 12
BTZ | 2__LEENG000 | 11 |  |  |  | BTZ | 2__MIRES000 | 12
BTZ | 2__LEETL000 | 11 |  |  |  | BTZ | 2__MIRID000 | 12
BTZ | 2__LEFLS000 | 11 |  |  |  | BTZ | 2__MJERE000 | 12
BTZ | 2__LEGDX000 | 11 |  |  |  | BTZ | 2__MKENS000 | 12
BTZ | 2__LEGML000 | 11 |  |  |  | BTZ | 2__MLIGH000 | 12
BTZ | 2__LELEC000 | 11 |  |  |  | BTZ | 2__MLILY000 | 12
BTZ | 2__LEMEB000 | 11 |  |  |  | BTZ | 2__MLIME000 | 12
BTZ | 2__LEMZO000 | 11 |  |  |  | BTZ | 2__MLOND000 | 12
BTZ | 2__LENDC000 | 11 |  |  |  | BTZ | 2__MLORM000 | 12
BTZ | 2__LENDC001 | 11 |  |  |  | BTZ | 2__MLUME000 | 12
BTZ | 2__LENDC002 | 11 |  |  |  | BTZ | 2__MLUMO000 | 12
BTZ | 2__LENEC000 | 11 |  |  |  | BTZ | 2__MLVDR000 | 12
BTZ | 2__LENER000 | 11 |  |  |  | BTZ | 2__MMAEL000 | 12
BTZ | 2__LENGQ000 | 11 |  |  |  | BTZ | 2__MMAET000 | 12
BTZ | 2__LENRD000 | 11 |  |  |  | BTZ | 2__MMAGN000 | 12
BTZ | 2__LENRD002 | 11 |  |  |  | BTZ | 2__MMAIN000 | 12
BTZ | 2__LENRG000 | 11 |  |  |  | BTZ | 2__MMANW000 | 12
BTZ | 2__LENRG002 | 11 |  |  |  | BTZ | 2__MMARB000 | 12
BTZ | 2__LENRG003 | 11 |  |  |  | BTZ | 2__MMARI000 | 12
BTZ | 2__LEOND000 | 11 |  |  |  | BTZ | 2__MMATT000 | 12
BTZ | 2__LEPHH000 | 11 |  |  |  | BTZ | 2__MMIDE000 | 12
BTZ | 2__LEQUI000 | 11 |  |  |  | BTZ | 2__MMINT000 | 12
BTZ | 2__LESSL000 | 11 |  |  |  | BTZ | 2__MMISS000 | 12
BTZ | 2__LEURO000 | 11 |  |  |  | BTZ | 2__MMONT000 | 12
BTZ | 2__LEUST000 | 11 |  |  |  | BTZ | 2__MMRCY000 | 12
BTZ | 2__LEVER000 | 11 |  |  |  | BTZ | 2__MMTRL000 | 12
BTZ | 2__LEXGL000 | 11 |  |  |  | BTZ | 2__MNATP000 | 12
BTZ | 2__LFARA000 | 11 |  |  |  | BTZ | 2__MNCKL000 | 12
BTZ | 2__LFARR000 | 11 |  |  |  | BTZ | 2__MNEEB000 | 12
BTZ | 2__LFLEX000 | 11 |  |  |  | BTZ | 2__MNEVA000 | 12
BTZ | 2__LFNRG000 | 11 |  |  |  | BTZ | 2__MNEWP000 | 12
BTZ | 2__LFRST000 | 11 |  |  |  | BTZ | 2__MNORW000 | 12
BTZ | 2__LFSEN000 | 11 |  |  |  | BTZ | 2__MNUCE000 | 12
BTZ | 2__LFSEN001 | 11 |  |  |  | BTZ | 2__MOBER000 | 12
BTZ | 2__LFSEN002 | 11 |  |  |  | BTZ | 2__MOGAS000 | 12
BTZ | 2__LFXGL000 | 11 |  |  |  | BTZ | 2__MOPAL000 | 12
BTZ | 2__LGALE000 | 11 |  |  |  | BTZ | 2__MOREB000 | 12
BTZ | 2__LGANY000 | 11 |  |  |  | BTZ | 2__MOREG000 | 12
BTZ | 2__LGESL000 | 11 |  |  |  | BTZ | 2__MOSMI000 | 12
BTZ | 2__LGETW000 | 11 |  |  |  | BTZ | 2__MOVOE000 | 12
BTZ | 2__LGLDE000 | 11 |  |  |  | BTZ | 2__MOXPO000 | 12
BTZ | 2__LGMTR000 | 11 |  |  |  | BTZ | 2__MPADD000 | 12
BTZ | 2__LGMTX000 | 11 |  |  |  | BTZ | 2__MPALL000 | 12
BTZ | 2__LGNRG000 | 11 |  |  |  | BTZ | 2__MPARK000 | 12
BTZ | 2__LGONG000 | 11 |  |  |  | BTZ | 2__MPGEN000 | 12
BTZ | 2__LGOOD000 | 11 |  |  |  | BTZ | 2__MPGEN001 | 12
BTZ | 2__LHAVE000 | 11 |  |  |  | BTZ | 2__MPGEN002 | 12
BTZ | 2__LHAWK000 | 11 |  |  |  | BTZ | 2__MPILO000 | 12
BTZ | 2__LHOLB000 | 11 |  |  |  | BTZ | 2__MPION000 | 12
BTZ | 2__LHOME000 | 11 |  |  |  | BTZ | 2__MPIRO000 | 12
BTZ | 2__LHPOW000 | 11 |  |  |  | BTZ | 2__MPOWQ000 | 12
BTZ | 2__LHPOW001 | 11 |  |  |  | BTZ | 2__MPROZ000 | 12
BTZ | 2__LHPOW002 | 11 |  |  |  | BTZ | 2__MPSUK000 | 12
BTZ | 2__LHUDG000 | 11 |  |  |  | BTZ | 2__MPURE000 | 12
BTZ | 2__LHUDS000 | 11 |  |  |  | BTZ | 2__MPUTY000 | 12
BTZ | 2__LHUDS001 | 11 |  |  |  | BTZ | 2__MQEEN000 | 12
BTZ | 2__LHYDE000 | 11 |  |  |  | BTZ | 2__MRAYL000 | 12
BTZ | 2__LIAMP000 | 11 |  |  |  | BTZ | 2__MREGE000 | 12
BTZ | 2__LIMPO000 | 11 |  |  |  | BTZ | 2__MRENC000 | 12
BTZ | 2__LINDE000 | 11 |  |  |  | BTZ | 2__MRHOD000 | 12
BTZ | 2__LINVE000 | 11 |  |  |  | BTZ | 2__MROSE000 | 12
BTZ | 2__LIRES000 | 11 |  |  |  | BTZ | 2__MRUTH000 | 12
BTZ | 2__LIRID000 | 11 |  |  |  | BTZ | 2__MRWED000 | 12
BTZ | 2__LJERE000 | 11 |  |  |  | BTZ | 2__MSANT000 | 12
BTZ | 2__LKENS000 | 11 |  |  |  | BTZ | 2__MSAPH000 | 12
BTZ | 2__LLIGH000 | 11 |  |  |  | BTZ | 2__MSATU000 | 12
BTZ | 2__LLILY000 | 11 |  |  |  | BTZ | 2__MSCAF000 | 12
BTZ | 2__LLIME000 | 11 |  |  |  | BTZ | 2__MSEEB000 | 12
BTZ | 2__LLOND000 | 11 |  |  |  | BTZ | 2__MSEEE000 | 12
BTZ | 2__LLORM000 | 11 |  |  |  | BTZ | 2__MSING000 | 12
BTZ | 2__LLUME000 | 11 |  |  |  | BTZ | 2__MSINQ000 | 12
BTZ | 2__LLUMO000 | 11 |  |  |  | BTZ | 2__MSIRO000 | 12
BTZ | 2__LLVDR000 | 11 |  |  |  | BTZ | 2__MSKLN000 | 12
BTZ | 2__LMAEL000 | 11 |  |  |  | BTZ | 2__MSLVR000 | 12
BTZ | 2__LMAET000 | 11 |  |  |  | BTZ | 2__MSMAR000 | 12
BTZ | 2__LMAGN000 | 11 |  |  |  | BTZ | 2__MSNFR000 | 12
BTZ | 2__LMAIN000 | 11 |  |  |  | BTZ | 2__MSOUT000 | 12
BTZ | 2__LMANW000 | 11 |  |  |  | BTZ | 2__MSPAL000 | 12
BTZ | 2__LMARB000 | 11 |  |  |  | BTZ | 2__MSPOW000 | 12
BTZ | 2__LMARB001 | 11 |  |  |  | BTZ | 2__MSPRK000 | 12
BTZ | 2__LMARI000 | 11 |  |  |  | BTZ | 2__MSTAT000 | 12
BTZ | 2__LMATT000 | 11 |  |  |  | BTZ | 2__MSWAE000 | 12
BTZ | 2__LMIDE000 | 11 |  |  |  | BTZ | 2__MSWDP000 | 12
BTZ | 2__LMINT000 | 11 |  |  |  | BTZ | 2__MSWEB000 | 12
BTZ | 2__LMISS000 | 11 |  |  |  | BTZ | 2__MSWEL000 | 12
BTZ | 2__LMONT000 | 11 |  |  |  | BTZ | 2__MSYMB000 | 12
BTZ | 2__LMRCY000 | 11 |  |  |  | BTZ | 2__MTANA000 | 12
BTZ | 2__LMTRL000 | 11 |  |  |  | BTZ | 2__MTEMP000 | 12
BTZ | 2__LNATP000 | 11 |  |  |  | BTZ | 2__MTEXA000 | 12
BTZ | 2__LNCKL000 | 11 |  |  |  | BTZ | 2__MTGPL000 | 12
BTZ | 2__LNEEB000 | 11 |  |  |  | BTZ | 2__MTHLE000 | 12
BTZ | 2__LNEVA000 | 11 |  |  |  | BTZ | 2__MTHRE000 | 12
BTZ | 2__LNEWP000 | 11 |  |  |  | BTZ | 2__MTLWD000 | 12
BTZ | 2__LNORW000 | 11 |  |  |  | BTZ | 2__MTNDO000 | 12
BTZ | 2__LNUCE000 | 11 |  |  |  | BTZ | 2__MTOGO000 | 12
BTZ | 2__LOGAS000 | 11 |  |  |  | BTZ | 2__MTOTO000 | 12
BTZ | 2__LOMNI000 | 11 |  |  |  | BTZ | 2__MTRAM000 | 12
BTZ | 2__LOPAL000 | 11 |  |  |  | BTZ | 2__MTREX000 | 12
BTZ | 2__LOREB000 | 11 |  |  |  | BTZ | 2__MTULP000 | 12
BTZ | 2__LOREG000 | 11 |  |  |  | BTZ | 2__MUKPR000 | 12
BTZ | 2__LOSMI000 | 11 |  |  |  | BTZ | 2__MVAVU000 | 12
BTZ | 2__LOVAL000 | 11 |  |  |  | BTZ | 2__MVERM000 | 12
BTZ | 2__LOVOE000 | 11 |  |  |  | BTZ | 2__MVETS000 | 12
BTZ | 2__LOXPO000 | 11 |  |  |  | BTZ | 2__MVIPR000 | 12
BTZ | 2__LPADD000 | 11 |  |  |  | BTZ | 2__MVIRG000 | 12
BTZ | 2__LPALL000 | 11 |  |  |  | BTZ | 2__MVNGA000 | 12
BTZ | 2__LPERL000 | 11 |  |  |  | BTZ | 2__MVNQT000 | 12
BTZ | 2__LPGEN000 | 11 |  |  |  | BTZ | 2__MVOLT000 | 12
BTZ | 2__LPILO000 | 11 |  |  |  | BTZ | 2__MWASH000 | 12
BTZ | 2__LPION000 | 11 |  |  |  | BTZ | 2__MYELG000 | 12
BTZ | 2__LPIRO000 | 11 |  |  |  | BTZ | 2__MZPYR000 | 12
BTZ | 2__LPOWQ000 | 11 |  |  |  | BTZ | 2__NALAB000 | 13
BTZ | 2__LPROZ000 | 11 |  |  |  | BTZ | 2__NALAS000 | 13
BTZ | 2__LPSUK000 | 11 |  |  |  | BTZ | 2__NALBU000 | 13
BTZ | 2__LPURE000 | 11 |  |  |  | BTZ | 2__NALTI000 | 13
BTZ | 2__LPUTY000 | 11 |  |  |  | BTZ | 2__NANGE000 | 13
BTZ | 2__LQEEN000 | 11 |  |  |  | BTZ | 2__NARIZ000 | 13
BTZ | 2__LRAYL000 | 11 |  |  |  | BTZ | 2__NARRU000 | 13
BTZ | 2__LREGE000 | 11 |  |  |  | BTZ | 2__NAVRO000 | 13
BTZ | 2__LRENC000 | 11 |  |  |  | BTZ | 2__NAXIS000 | 13
BTZ | 2__LRHOD000 | 11 |  |  |  | BTZ | 2__NAXPO000 | 13
BTZ | 2__LROSE000 | 11 |  |  |  | BTZ | 2__NAZAC000 | 13
BTZ | 2__LRUTH000 | 11 |  |  |  | BTZ | 2__NBARB000 | 13
BTZ | 2__LRWED000 | 11 |  |  |  | BTZ | 2__NBAYS000 | 13
BTZ | 2__LRWED001 | 11 |  |  |  | BTZ | 2__NBCFC000 | 13
BTZ | 2__LSANT000 | 11 |  |  |  | BTZ | 2__NBETH000 | 13
BTZ | 2__LSAPH000 | 11 |  |  |  | BTZ | 2__NBGAS000 | 13
BTZ | 2__LSATU000 | 11 |  |  |  | BTZ | 2__NBIZZ000 | 13
BTZ | 2__LSCAF000 | 11 |  |  |  | BTZ | 2__NBLBL000 | 13
BTZ | 2__LSEEB000 | 11 |  |  |  | BTZ | 2__NBNRG000 | 13
BTZ | 2__LSEEE000 | 11 |  |  |  | BTZ | 2__NBORE000 | 13
BTZ | 2__LSIMC000 | 11 |  |  |  | BTZ | 2__NBREZ000 | 13
BTZ | 2__LSING000 | 11 |  |  |  | BTZ | 2__NBRZE000 | 13
BTZ | 2__LSINQ000 | 11 |  |  |  | BTZ | 2__NBULN000 | 13
BTZ | 2__LSIRO000 | 11 |  |  |  | BTZ | 2__NCALI000 | 13
BTZ | 2__LSKID000 | 11 |  |  |  | BTZ | 2__NCALL000 | 13
BTZ | 2__LSKLN000 | 11 |  |  |  | BTZ | 2__NCBRA000 | 13
BTZ | 2__LSLVR000 | 11 |  |  |  | BTZ | 2__NCFWR000 | 13
BTZ | 2__LSMAR000 | 11 |  |  |  | BTZ | 2__NCILI000 | 13
BTZ | 2__LSNFR000 | 11 |  |  |  | BTZ | 2__NCIRC000 | 13
BTZ | 2__LSOUT000 | 11 |  |  |  | BTZ | 2__NCMRO000 | 13
BTZ | 2__LSPAL000 | 11 |  |  |  | BTZ | 2__NCNDL000 | 13
BTZ | 2__LSPOW000 | 11 |  |  |  | BTZ | 2__NCNRG000 | 13
BTZ | 2__LSPRK000 | 11 |  |  |  | BTZ | 2__NCOLG000 | 13
BTZ | 2__LSQKY000 | 11 |  |  |  | BTZ | 2__NCOLO000 | 13
BTZ | 2__LSTAT000 | 11 |  |  |  | BTZ | 2__NCOMT000 | 13
BTZ | 2__LSTAT001 | 11 |  |  |  | BTZ | 2__NCOOP000 | 13
BTZ | 2__LSWAE000 | 11 |  |  |  | BTZ | 2__NCOOP001 | 13
BTZ | 2__LSWDP000 | 11 |  |  |  | BTZ | 2__NCORE000 | 13
BTZ | 2__LSWEB000 | 11 |  |  |  | BTZ | 2__NCOUL000 | 13
BTZ | 2__LSWEL000 | 11 |  |  |  | BTZ | 2__NCOVE000 | 13
BTZ | 2__LSYMB000 | 11 |  |  |  | BTZ | 2__NCPPR000 | 13
BTZ | 2__LTEMP000 | 11 |  |  |  | BTZ | 2__NCYCL000 | 13
BTZ | 2__LTEXA000 | 11 |  |  |  | BTZ | 2__NDESL000 | 13
BTZ | 2__LTGPL000 | 11 |  |  |  | BTZ | 2__NDFDL000 | 13
BTZ | 2__LTHLE000 | 11 |  |  |  | BTZ | 2__NDIRA000 | 13
BTZ | 2__LTHRE000 | 11 |  |  |  | BTZ | 2__NDNRG000 | 13
BTZ | 2__LTILL000 | 11 |  |  |  | BTZ | 2__NDRGI000 | 13
BTZ | 2__LTLWD000 | 11 |  |  |  | BTZ | 2__NDUAL000 | 13
BTZ | 2__LTNDO000 | 11 |  |  |  | BTZ | 2__NEBES000 | 13
BTZ | 2__LTOGO000 | 11 |  |  |  | BTZ | 2__NECOA000 | 13
BTZ | 2__LTONB000 | 11 |  |  |  | BTZ | 2__NECON000 | 13
BTZ | 2__LTOTO000 | 11 |  |  |  | BTZ | 2__NECOT000 | 13
BTZ | 2__LTRAM000 | 11 |  |  |  | BTZ | 2__NEDDI000 | 13
BTZ | 2__LTREX000 | 11 |  |  |  | BTZ | 2__NEDGE000 | 13
BTZ | 2__LTULP000 | 11 |  |  |  | BTZ | 2__NEDIR000 | 13
BTZ | 2__LUKPR000 | 11 |  |  |  | BTZ | 2__NEELC000 | 13
BTZ | 2__LVERM000 | 11 |  |  |  | BTZ | 2__NEENG000 | 13
BTZ | 2__LVETS000 | 11 |  |  |  | BTZ | 2__NEESL000 | 13
BTZ | 2__LVIPR000 | 11 |  |  |  | BTZ | 2__NEETL000 | 13
BTZ | 2__LVIRG000 | 11 |  |  |  | BTZ | 2__NEFLS000 | 13
BTZ | 2__LVNGA000 | 11 |  |  |  | BTZ | 2__NEGML000 | 13
BTZ | 2__LVNQT000 | 11 |  |  |  | BTZ | 2__NELEC000 | 13
BTZ | 2__LVOLT000 | 11 |  |  |  | BTZ | 2__NEMEB000 | 13
BTZ | 2__LWASH000 | 11 |  |  |  | BTZ | 2__NEMZO000 | 13
BTZ | 2__LWILL000 | 11 |  |  |  | BTZ | 2__NENDC000 | 13
BTZ | 2__LYELG000 | 11 |  |  |  | BTZ | 2__NENDC001 | 13
BTZ | 2__LYNRG000 | 11 |  |  |  | BTZ | 2__NENDC002 | 13
BTZ | 2__LZPYR000 | 11 |  |  |  | BTZ | 2__NENEC000 | 13
BTZ | 2__LZYTH000 | 11 |  |  |  | BTZ | 2__NENGQ000 | 13
BTZ | 2__MALAB000 | 12 |  |  |  | BTZ | 2__NENRD000 | 13
BTZ | 2__MALAS000 | 12 |  |  |  | BTZ | 2__NENRD002 | 13
BTZ | 2__MALTI000 | 12 |  |  |  | BTZ | 2__NENRG000 | 13
BTZ | 2__MANGE000 | 12 |  |  |  | BTZ | 2__NENRG002 | 13
BTZ | 2__MANGE001 | 12 |  |  |  | BTZ | 2__NEOND000 | 13
BTZ | 2__MANGE002 | 12 |  |  |  | BTZ | 2__NEPHH000 | 13
BTZ | 2__MANGE003 | 12 |  |  |  | BTZ | 2__NESSL000 | 13
BTZ | 2__MARIZ000 | 12 |  |  |  | BTZ | 2__NEURO000 | 13
BTZ | 2__MARRU000 | 12 |  |  |  | BTZ | 2__NEUST000 | 13
BTZ | 2__MAVRO000 | 12 |  |  |  | BTZ | 2__NEVER000 | 13
BTZ | 2__MAXIS000 | 12 |  |  |  | BTZ | 2__NEXGL000 | 13
BTZ | 2__MAXPO000 | 12 |  |  |  | BTZ | 2__NFARA000 | 13
BTZ | 2__MAZAC000 | 12 |  |  |  | BTZ | 2__NFARR000 | 13
BTZ | 2__MBARB000 | 12 |  |  |  | BTZ | 2__NFLEX000 | 13
BTZ | 2__MBAYS000 | 12 |  |  |  | BTZ | 2__NFNRG000 | 13
BTZ | 2__MBCFC000 | 12 |  |  |  | BTZ | 2__NFRST000 | 13
BTZ | 2__MBELS000 | 12 |  |  |  | BTZ | 2__NFSEN000 | 13
BTZ | 2__MBETH000 | 12 |  |  |  | BTZ | 2__NFSEN001 | 13
BTZ | 2__MBGAS000 | 12 |  |  |  | BTZ | 2__NFXGL000 | 13
BTZ | 2__MBIZZ000 | 12 |  |  |  | BTZ | 2__NGALE000 | 13
BTZ | 2__MBLBL000 | 12 |  |  |  | BTZ | 2__NGANY000 | 13
BTZ | 2__MBNRG000 | 12 |  |  |  | BTZ | 2__NGESL000 | 13
BTZ | 2__MBORE000 | 12 |  |  |  | BTZ | 2__NGETW000 | 13
BTZ | 2__MBORO000 | 12 |  |  |  | BTZ | 2__NGMTR000 | 13
BTZ | 2__MBOWF000 | 12 |  |  |  | BTZ | 2__NGNRG000 | 13
BTZ | 2__MBPGM000 | 12 |  |  |  | BTZ | 2__NGONG000 | 13
BTZ | 2__MBREZ000 | 12 |  |  |  | BTZ | 2__NHAVE000 | 13
BTZ | 2__MBRZE000 | 12 |  |  |  | BTZ | 2__NHAWK000 | 13
BTZ | 2__MBULN000 | 12 |  |  |  | BTZ | 2__NHOLB000 | 13
BTZ | 2__MCALI000 | 12 |  |  |  | BTZ | 2__NHOME000 | 13
BTZ | 2__MCALL000 | 12 |  |  |  | BTZ | 2__NHPOW000 | 13
BTZ | 2__MCBRA000 | 12 |  |  |  | BTZ | 2__NHPOW001 | 13
BTZ | 2__MCFWR000 | 12 |  |  |  | BTZ | 2__NHPOW002 | 13
BTZ | 2__MCILI000 | 12 |  |  |  | BTZ | 2__NHUDG000 | 13
BTZ | 2__MCIRC000 | 12 |  |  |  | BTZ | 2__NHUDS000 | 13
BTZ | 2__MCIRC001 | 12 |  |  |  | BTZ | 2__NHYDE000 | 13
BTZ | 2__MCMRO000 | 12 |  |  |  | BTZ | 2__NIMPO000 | 13
BTZ | 2__MCNDL000 | 12 |  |  |  | BTZ | 2__NINDE000 | 13
BTZ | 2__MCNDL001 | 12 |  |  |  | BTZ | 2__NINVE000 | 13
BTZ | 2__MCNRD000 | 12 |  |  |  | BTZ | 2__NIRES000 | 13
BTZ | 2__MCNRG000 | 12 |  |  |  | BTZ | 2__NIRID000 | 13
BTZ | 2__MCOLG000 | 12 |  |  |  | BTZ | 2__NJERE000 | 13
BTZ | 2__MCOLO000 | 12 |  |  |  | BTZ | 2__NKENS000 | 13
BTZ | 2__MCOMT000 | 12 |  |  |  | BTZ | 2__NLIGH000 | 13
BTZ | 2__MCONI000 | 12 |  |  |  | BTZ | 2__NLILY000 | 13
BTZ | 2__MCOOP000 | 12 |  |  |  | BTZ | 2__NLIME000 | 13
BTZ | 2__MCOOP001 | 12 |  |  |  | BTZ | 2__NLOND000 | 13
BTZ | 2__MCORE000 | 12 |  |  |  | BTZ | 2__NLORM000 | 13
BTZ | 2__MCOUL000 | 12 |  |  |  | BTZ | 2__NLUME000 | 13
BTZ | 2__MCOVE000 | 12 |  |  |  | BTZ | 2__NLUMO000 | 13
BTZ | 2__MCPPR000 | 12 |  |  |  | BTZ | 2__NLVDR000 | 13
BTZ | 2__MCYCL000 | 12 |  |  |  | BTZ | 2__NMAEL000 | 13
BTZ | 2__MDESL000 | 12 |  |  |  | BTZ | 2__NMAET000 | 13
BTZ | 2__MDFDL000 | 12 |  |  |  | BTZ | 2__NMAGN000 | 13
BTZ | 2__MDIRA000 | 12 |  |  |  | BTZ | 2__NMAIN000 | 13
BTZ | 2__MDNRG000 | 12 |  |  |  | BTZ | 2__NMANW000 | 13
BTZ | 2__MDRGI000 | 12 |  |  |  | BTZ | 2__NMARB000 | 13
BTZ | 2__MDUAL000 | 12 |  |  |  | BTZ | 2__NMARI000 | 13
BTZ | 2__MEBES000 | 12 |  |  |  | BTZ | 2__NMATT000 | 13
BTZ | 2__MECOA000 | 12 |  |  |  | BTZ | 2__NMIDE000 | 13
BTZ | 2__MECON000 | 12 |  |  |  | BTZ | 2__NMINT000 | 13
BTZ | 2__MECOT000 | 12 |  |  |  | BTZ | 2__NMISS000 | 13
BTZ | 2__MEDDI000 | 12 |  |  |  | BTZ | 2__NMONT000 | 13
BTZ | 2__MEDFE000 | 12 |  |  |  | BTZ | 2__NMRCY000 | 13
BTZ | 2__MEDGE000 | 12 |  |  |  | BTZ | 2__NMTRL000 | 13
BTZ | 2__MEDIR000 | 12 |  |  |  | BTZ | 2__NNATP000 | 13
BTZ | 2__MEELC000 | 12 |  |  |  | BTZ | 2__NNCKL000 | 13
BTZ | 2__MEENG000 | 12 |  |  |  | BTZ | 2__NNEEB000 | 13
BTZ | 2__MEETL000 | 12 |  |  |  | BTZ | 2__NNEVA000 | 13
BTZ | 2__MEFLS000 | 12 |  |  |  | BTZ | 2__NNEWP000 | 13
BTZ | 2__MEGDX000 | 12 |  |  |  | BTZ | 2__NNORW000 | 13
BTZ | 2__MEGML000 | 12 |  |  |  | BTZ | 2__NNUCE000 | 13
BTZ | 2__MELEC000 | 12 |  |  |  | BTZ | 2__NOBER000 | 13
BTZ | 2__MEMEB000 | 12 |  |  |  | BTZ | 2__NOGAS000 | 13
BTZ | 2__MEMZO000 | 12 |  |  |  | BTZ | 2__NOPAL000 | 13
BTZ | 2__MENDC000 | 12 |  |  |  | BTZ | 2__NOREB000 | 13
BTZ | 2__MENDC001 | 12 |  |  |  | BTZ | 2__NOREG000 | 13
BTZ | 2__MENDC002 | 12 |  |  |  | BTZ | 2__NOSMI000 | 13
BTZ | 2__MENEC000 | 12 |  |  |  | BTZ | 2__NOVOE000 | 13
BTZ | 2__MENER000 | 12 |  |  |  | BTZ | 2__NOXPO000 | 13
BTZ | 2__MENGQ000 | 12 |  |  |  | BTZ | 2__NPADD000 | 13
BTZ | 2__MENRD000 | 12 |  |  |  | BTZ | 2__NPALL000 | 13
BTZ | 2__MENRD002 | 12 |  |  |  | BTZ | 2__NPARK000 | 13
BTZ | 2__MENRG000 | 12 |  |  |  | BTZ | 2__NPGEN000 | 13
BTZ | 2__MENRG002 | 12 |  |  |  | BTZ | 2__NPILO000 | 13
BTZ | 2__MENRG003 | 12 |  |  |  | BTZ | 2__NPION000 | 13
BTZ | 2__MEOND000 | 12 |  |  |  | BTZ | 2__NPIRO000 | 13
BTZ | 2__MEPHH000 | 12 |  |  |  | BTZ | 2__NPOWQ000 | 13
BTZ | 2__MEQUI000 | 12 |  |  |  | BTZ | 2__NPROZ000 | 13
BTZ | 2__MESSL000 | 12 |  |  |  | BTZ | 2__NPSUK000 | 13
BTZ | 2__MEURO000 | 12 |  |  |  | BTZ | 2__NPURE000 | 13
BTZ | 2__MEUST000 | 12 |  |  |  | BTZ | 2__NPUTY000 | 13
BTZ | 2__MEVER000 | 12 |  |  |  | BTZ | 2__NQEEN000 | 13
BTZ | 2__MEXGL000 | 12 |  |  |  | BTZ | 2__NRAYL000 | 13
BTZ | 2__MFARA000 | 12 |  |  |  | BTZ | 2__NREGE000 | 13
BTZ | 2__MFARR000 | 12 |  |  |  | BTZ | 2__NRENC000 | 13
BTZ | 2__MFLEX000 | 12 |  |  |  | BTZ | 2__NRHOD000 | 13
BTZ | 2__MFLEX001 | 12 |  |  |  | BTZ | 2__NROSE000 | 13
BTZ | 2__MFNRG000 | 12 |  |  |  | BTZ | 2__NRUTH000 | 13
BTZ | 2__MFRST000 | 12 |  |  |  | BTZ | 2__NRWED000 | 13
BTZ | 2__MFSEN000 | 12 |  |  |  | BTZ | 2__NSANT000 | 13
BTZ | 2__MFXGL000 | 12 |  |  |  | BTZ | 2__NSAPH000 | 13
BTZ | 2__MGALE000 | 12 |  |  |  | BTZ | 2__NSATU000 | 13
BTZ | 2__MGANY000 | 12 |  |  |  | BTZ | 2__NSCAF000 | 13
BTZ | 2__MGESL000 | 12 |  |  |  | BTZ | 2__NSEEB000 | 13
BTZ | 2__MGETW000 | 12 |  |  |  | BTZ | 2__NSEEE000 | 13
BTZ | 2__MGLDE000 | 12 |  |  |  | BTZ | 2__NSING000 | 13
BTZ | 2__MGMTR000 | 12 |  |  |  | BTZ | 2__NSINQ000 | 13
BTZ | 2__MGMTX000 | 12 |  |  |  | BTZ | 2__NSIRO000 | 13
BTZ | 2__MGNRG000 | 12 |  |  |  | BTZ | 2__NSKLN000 | 13
BTZ | 2__MGONG000 | 12 |  |  |  | BTZ | 2__NSLVR000 | 13
BTZ | 2__MGOOD000 | 12 |  |  |  | BTZ | 2__NSMAR000 | 13
BTZ | 2__MHAVE000 | 12 |  |  |  | BTZ | 2__NSMAR001 | 13
BTZ | 2__MHAWK000 | 12 |  |  |  | BTZ | 2__NSNFR000 | 13
BTZ | 2__MHOLB000 | 12 |  |  |  | BTZ | 2__NSOUT000 | 13
BTZ | 2__MHOME000 | 12 |  |  |  | BTZ | 2__NSPAL000 | 13
BTZ | 2__MHPOW000 | 12 |  |  |  | BTZ | 2__NSPOW000 | 13
BTZ | 2__MHPOW001 | 12 |  |  |  | BTZ | 2__NSPRK000 | 13
BTZ | 2__MHPOW002 | 12 |  |  |  | BTZ | 2__NSTAT000 | 13
BTZ | 2__MHUDG000 | 12 |  |  |  | BTZ | 2__NSWAE000 | 13
BTZ | 2__MHUDS000 | 12 |  |  |  | BTZ | 2__NSWDP000 | 13
BTZ | 2__MHUDS001 | 12 |  |  |  | BTZ | 2__NSWEB000 | 13
BTZ | 2__MHYDE000 | 12 |  |  |  | BTZ | 2__NSWEL000 | 13
BTZ | 2__MIAMP000 | 12 |  |  |  | BTZ | 2__NSYMB000 | 13
BTZ | 2__MIMPO000 | 12 |  |  |  | BTZ | 2__NTANA000 | 13
BTZ | 2__MINDE000 | 12 |  |  |  | BTZ | 2__NTEMP000 | 13
BTZ | 2__MINVE000 | 12 |  |  |  | BTZ | 2__NTEXA000 | 13
BTZ | 2__MIRES000 | 12 |  |  |  | BTZ | 2__NTGPL000 | 13
BTZ | 2__MIRID000 | 12 |  |  |  | BTZ | 2__NTHLE000 | 13
BTZ | 2__MJERE000 | 12 |  |  |  | BTZ | 2__NTHRE000 | 13
BTZ | 2__MKENS000 | 12 |  |  |  | BTZ | 2__NTLWD000 | 13
BTZ | 2__MLIGH000 | 12 |  |  |  | BTZ | 2__NTNDO000 | 13
BTZ | 2__MLILY000 | 12 |  |  |  | BTZ | 2__NTOGO000 | 13
BTZ | 2__MLIME000 | 12 |  |  |  | BTZ | 2__NTOTO000 | 13
BTZ | 2__MLOND000 | 12 |  |  |  | BTZ | 2__NTRAM000 | 13
BTZ | 2__MLORM000 | 12 |  |  |  | BTZ | 2__NTREX000 | 13
BTZ | 2__MLUME000 | 12 |  |  |  | BTZ | 2__NTULP000 | 13
BTZ | 2__MLUMO000 | 12 |  |  |  | BTZ | 2__NUKPR000 | 13
BTZ | 2__MLVDR000 | 12 |  |  |  | BTZ | 2__NVAVU000 | 13
BTZ | 2__MMAEL000 | 12 |  |  |  | BTZ | 2__NVERM000 | 13
BTZ | 2__MMAET000 | 12 |  |  |  | BTZ | 2__NVETS000 | 13
BTZ | 2__MMAGN000 | 12 |  |  |  | BTZ | 2__NVIPR000 | 13
BTZ | 2__MMAIN000 | 12 |  |  |  | BTZ | 2__NVIRG000 | 13
BTZ | 2__MMANW000 | 12 |  |  |  | BTZ | 2__NVNGA000 | 13
BTZ | 2__MMARB000 | 12 |  |  |  | BTZ | 2__NVNQT000 | 13
BTZ | 2__MMARI000 | 12 |  |  |  | BTZ | 2__NVOLT000 | 13
BTZ | 2__MMATT000 | 12 |  |  |  | BTZ | 2__NWASH000 | 13
BTZ | 2__MMIDE000 | 12 |  |  |  | BTZ | 2__NYELG000 | 13
BTZ | 2__MMINT000 | 12 |  |  |  | BTZ | 2__NZPYR000 | 13
BTZ | 2__MMISS000 | 12 |  |  |  | BTZ | 2__PALAB000 | 14
BTZ | 2__MMONT000 | 12 |  |  |  | BTZ | 2__PALAS000 | 14
BTZ | 2__MMRCY000 | 12 |  |  |  | BTZ | 2__PALBU000 | 14
BTZ | 2__MMTRL000 | 12 |  |  |  | BTZ | 2__PALTI000 | 14
BTZ | 2__MNATP000 | 12 |  |  |  | BTZ | 2__PANGE000 | 14
BTZ | 2__MNCKL000 | 12 |  |  |  | BTZ | 2__PARIZ000 | 14
BTZ | 2__MNEEB000 | 12 |  |  |  | BTZ | 2__PARRU000 | 14
BTZ | 2__MNEVA000 | 12 |  |  |  | BTZ | 2__PAVRO000 | 14
BTZ | 2__MNEWP000 | 12 |  |  |  | BTZ | 2__PAXIS000 | 14
BTZ | 2__MNORW000 | 12 |  |  |  | BTZ | 2__PAXPO000 | 14
BTZ | 2__MNUCE000 | 12 |  |  |  | BTZ | 2__PAZAC000 | 14
BTZ | 2__MOGAS000 | 12 |  |  |  | BTZ | 2__PBARB000 | 14
BTZ | 2__MOMNI000 | 12 |  |  |  | BTZ | 2__PBAYS000 | 14
BTZ | 2__MOPAL000 | 12 |  |  |  | BTZ | 2__PBCFC000 | 14
BTZ | 2__MOREB000 | 12 |  |  |  | BTZ | 2__PBETH000 | 14
BTZ | 2__MOREG000 | 12 |  |  |  | BTZ | 2__PBGAS000 | 14
BTZ | 2__MOSMI000 | 12 |  |  |  | BTZ | 2__PBIZZ000 | 14
BTZ | 2__MOVAL000 | 12 |  |  |  | BTZ | 2__PBLBL000 | 14
BTZ | 2__MOVOE000 | 12 |  |  |  | BTZ | 2__PBNRG000 | 14
BTZ | 2__MOXPO000 | 12 |  |  |  | BTZ | 2__PBORE000 | 14
BTZ | 2__MPADD000 | 12 |  |  |  | BTZ | 2__PBREZ000 | 14
BTZ | 2__MPALL000 | 12 |  |  |  | BTZ | 2__PBRZE000 | 14
BTZ | 2__MPERL000 | 12 |  |  |  | BTZ | 2__PBULN000 | 14
BTZ | 2__MPGEN000 | 12 |  |  |  | BTZ | 2__PCALI000 | 14
BTZ | 2__MPGEN001 | 12 |  |  |  | BTZ | 2__PCALL000 | 14
BTZ | 2__MPGEN002 | 12 |  |  |  | BTZ | 2__PCBRA000 | 14
BTZ | 2__MPILO000 | 12 |  |  |  | BTZ | 2__PCFWR000 | 14
BTZ | 2__MPION000 | 12 |  |  |  | BTZ | 2__PCILI000 | 14
BTZ | 2__MPIRO000 | 12 |  |  |  | BTZ | 2__PCIRC000 | 14
BTZ | 2__MPOWQ000 | 12 |  |  |  | BTZ | 2__PCMRO000 | 14
BTZ | 2__MPROZ000 | 12 |  |  |  | BTZ | 2__PCNDL000 | 14
BTZ | 2__MPSUK000 | 12 |  |  |  | BTZ | 2__PCNRG000 | 14
BTZ | 2__MPURE000 | 12 |  |  |  | BTZ | 2__PCOLG000 | 14
BTZ | 2__MPUTY000 | 12 |  |  |  | BTZ | 2__PCOLO000 | 14
BTZ | 2__MQEEN000 | 12 |  |  |  | BTZ | 2__PCOMT000 | 14
BTZ | 2__MRAYL000 | 12 |  |  |  | BTZ | 2__PCOOP000 | 14
BTZ | 2__MREGE000 | 12 |  |  |  | BTZ | 2__PCORE000 | 14
BTZ | 2__MRENC000 | 12 |  |  |  | BTZ | 2__PCOUL000 | 14
BTZ | 2__MRHOD000 | 12 |  |  |  | BTZ | 2__PCOVE000 | 14
BTZ | 2__MROSE000 | 12 |  |  |  | BTZ | 2__PCPPR000 | 14
BTZ | 2__MRUTH000 | 12 |  |  |  | BTZ | 2__PCYCL000 | 14
BTZ | 2__MRWED000 | 12 |  |  |  | BTZ | 2__PDESL000 | 14
BTZ | 2__MRWED001 | 12 |  |  |  | BTZ | 2__PDFDL000 | 14
BTZ | 2__MSANT000 | 12 |  |  |  | BTZ | 2__PDIRA000 | 14
BTZ | 2__MSAPH000 | 12 |  |  |  | BTZ | 2__PDNRG000 | 14
BTZ | 2__MSATU000 | 12 |  |  |  | BTZ | 2__PDRGI000 | 14
BTZ | 2__MSCAF000 | 12 |  |  |  | BTZ | 2__PDUAL000 | 14
BTZ | 2__MSEEB000 | 12 |  |  |  | BTZ | 2__PEBES000 | 14
BTZ | 2__MSEEE000 | 12 |  |  |  | BTZ | 2__PECOA000 | 14
BTZ | 2__MSIMC000 | 12 |  |  |  | BTZ | 2__PECON000 | 14
BTZ | 2__MSING000 | 12 |  |  |  | BTZ | 2__PECOT000 | 14
BTZ | 2__MSINQ000 | 12 |  |  |  | BTZ | 2__PEDDI000 | 14
BTZ | 2__MSIRO000 | 12 |  |  |  | BTZ | 2__PEDGE000 | 14
BTZ | 2__MSKID000 | 12 |  |  |  | BTZ | 2__PEDIR000 | 14
BTZ | 2__MSKLN000 | 12 |  |  |  | BTZ | 2__PEELC000 | 14
BTZ | 2__MSLVR000 | 12 |  |  |  | BTZ | 2__PEENG000 | 14
BTZ | 2__MSMAR000 | 12 |  |  |  | BTZ | 2__PEESL000 | 14
BTZ | 2__MSMAR001 | 12 |  |  |  | BTZ | 2__PEETL000 | 14
BTZ | 2__MSMAR002 | 12 |  |  |  | BTZ | 2__PEFLS000 | 14
BTZ | 2__MSNFR000 | 12 |  |  |  | BTZ | 2__PEGML000 | 14
BTZ | 2__MSOUT000 | 12 |  |  |  | BTZ | 2__PELEC000 | 14
BTZ | 2__MSPAL000 | 12 |  |  |  | BTZ | 2__PEMEB000 | 14
BTZ | 2__MSPOW000 | 12 |  |  |  | BTZ | 2__PEMZO000 | 14
BTZ | 2__MSPRK000 | 12 |  |  |  | BTZ | 2__PENDC000 | 14
BTZ | 2__MSQKY000 | 12 |  |  |  | BTZ | 2__PENDC001 | 14
BTZ | 2__MSTAT000 | 12 |  |  |  | BTZ | 2__PENDC002 | 14
BTZ | 2__MSWAE000 | 12 |  |  |  | BTZ | 2__PENEC000 | 14
BTZ | 2__MSWDP000 | 12 |  |  |  | BTZ | 2__PENGQ000 | 14
BTZ | 2__MSWEB000 | 12 |  |  |  | BTZ | 2__PENRD000 | 14
BTZ | 2__MSWEL000 | 12 |  |  |  | BTZ | 2__PENRD002 | 14
BTZ | 2__MSYMB000 | 12 |  |  |  | BTZ | 2__PENRG000 | 14
BTZ | 2__MTEMP000 | 12 |  |  |  | BTZ | 2__PENRG002 | 14
BTZ | 2__MTEXA000 | 12 |  |  |  | BTZ | 2__PEOND000 | 14
BTZ | 2__MTGPL000 | 12 |  |  |  | BTZ | 2__PEPHH000 | 14
BTZ | 2__MTHLE000 | 12 |  |  |  | BTZ | 2__PESSL000 | 14
BTZ | 2__MTHRE000 | 12 |  |  |  | BTZ | 2__PEURO000 | 14
BTZ | 2__MTILL000 | 12 |  |  |  | BTZ | 2__PEUST000 | 14
BTZ | 2__MTLWD000 | 12 |  |  |  | BTZ | 2__PEVER000 | 14
BTZ | 2__MTNDO000 | 12 |  |  |  | BTZ | 2__PEXGL000 | 14
BTZ | 2__MTOGO000 | 12 |  |  |  | BTZ | 2__PFARA000 | 14
BTZ | 2__MTONB000 | 12 |  |  |  | BTZ | 2__PFARR000 | 14
BTZ | 2__MTOTO000 | 12 |  |  |  | BTZ | 2__PFLEX000 | 14
BTZ | 2__MTRAM000 | 12 |  |  |  | BTZ | 2__PFNRG000 | 14
BTZ | 2__MTREX000 | 12 |  |  |  | BTZ | 2__PFRST000 | 14
BTZ | 2__MTULP000 | 12 |  |  |  | BTZ | 2__PFSEN000 | 14
BTZ | 2__MUKPR000 | 12 |  |  |  | BTZ | 2__PFSEN001 | 14
BTZ | 2__MVERM000 | 12 |  |  |  | BTZ | 2__PFXGL000 | 14
BTZ | 2__MVETS000 | 12 |  |  |  | BTZ | 2__PGALE000 | 14
BTZ | 2__MVIPR000 | 12 |  |  |  | BTZ | 2__PGANY000 | 14
BTZ | 2__MVIRG000 | 12 |  |  |  | BTZ | 2__PGESL000 | 14
BTZ | 2__MVNGA000 | 12 |  |  |  | BTZ | 2__PGETW000 | 14
BTZ | 2__MVNQT000 | 12 |  |  |  | BTZ | 2__PGMTR000 | 14
BTZ | 2__MVOLT000 | 12 |  |  |  | BTZ | 2__PGNRG000 | 14
BTZ | 2__MWASH000 | 12 |  |  |  | BTZ | 2__PGONG000 | 14
BTZ | 2__MWILL000 | 12 |  |  |  | BTZ | 2__PHAVE000 | 14
BTZ | 2__MYELG000 | 12 |  |  |  | BTZ | 2__PHAWK000 | 14
BTZ | 2__MYNRG000 | 12 |  |  |  | BTZ | 2__PHOLB000 | 14
BTZ | 2__MZPYR000 | 12 |  |  |  | BTZ | 2__PHOME000 | 14
BTZ | 2__MZYTH000 | 12 |  |  |  | BTZ | 2__PHPOW000 | 14
BTZ | 2__NALAB000 | 13 |  |  |  | BTZ | 2__PHPOW001 | 14
BTZ | 2__NALAS000 | 13 |  |  |  | BTZ | 2__PHPOW002 | 14
BTZ | 2__NALTI000 | 13 |  |  |  | BTZ | 2__PHUDG000 | 14
BTZ | 2__NANGE000 | 13 |  |  |  | BTZ | 2__PHUDS000 | 14
BTZ | 2__NANGE001 | 13 |  |  |  | BTZ | 2__PHUDS001 | 14
BTZ | 2__NANGE002 | 13 |  |  |  | BTZ | 2__PHYDE000 | 14
BTZ | 2__NANGE003 | 13 |  |  |  | BTZ | 2__PIMPO000 | 14
BTZ | 2__NARIZ000 | 13 |  |  |  | BTZ | 2__PINDE000 | 14
BTZ | 2__NARRU000 | 13 |  |  |  | BTZ | 2__PINVE000 | 14
BTZ | 2__NAVRO000 | 13 |  |  |  | BTZ | 2__PIRES000 | 14
BTZ | 2__NAXIS000 | 13 |  |  |  | BTZ | 2__PIRID000 | 14
BTZ | 2__NAXPO000 | 13 |  |  |  | BTZ | 2__PJERE000 | 14
BTZ | 2__NAZAC000 | 13 |  |  |  | BTZ | 2__PKENS000 | 14
BTZ | 2__NBARB000 | 13 |  |  |  | BTZ | 2__PLIGH000 | 14
BTZ | 2__NBAYS000 | 13 |  |  |  | BTZ | 2__PLILY000 | 14
BTZ | 2__NBCFC000 | 13 |  |  |  | BTZ | 2__PLIME000 | 14
BTZ | 2__NBELS000 | 13 |  |  |  | BTZ | 2__PLOND000 | 14
BTZ | 2__NBETH000 | 13 |  |  |  | BTZ | 2__PLORM000 | 14
BTZ | 2__NBGAS000 | 13 |  |  |  | BTZ | 2__PLUME000 | 14
BTZ | 2__NBIZZ000 | 13 |  |  |  | BTZ | 2__PLUMO000 | 14
BTZ | 2__NBLBL000 | 13 |  |  |  | BTZ | 2__PLVDR000 | 14
BTZ | 2__NBNRG000 | 13 |  |  |  | BTZ | 2__PMAEL000 | 14
BTZ | 2__NBORE000 | 13 |  |  |  | BTZ | 2__PMAET000 | 14
BTZ | 2__NBORO000 | 13 |  |  |  | BTZ | 2__PMAGN000 | 14
BTZ | 2__NBOWF000 | 13 |  |  |  | BTZ | 2__PMAIN000 | 14
BTZ | 2__NBPGM000 | 13 |  |  |  | BTZ | 2__PMANW000 | 14
BTZ | 2__NBREZ000 | 13 |  |  |  | BTZ | 2__PMARB000 | 14
BTZ | 2__NBRZE000 | 13 |  |  |  | BTZ | 2__PMARI000 | 14
BTZ | 2__NBULN000 | 13 |  |  |  | BTZ | 2__PMATT000 | 14
BTZ | 2__NCALI000 | 13 |  |  |  | BTZ | 2__PMIDE000 | 14
BTZ | 2__NCALL000 | 13 |  |  |  | BTZ | 2__PMINT000 | 14
BTZ | 2__NCBRA000 | 13 |  |  |  | BTZ | 2__PMISS000 | 14
BTZ | 2__NCFWR000 | 13 |  |  |  | BTZ | 2__PMONT000 | 14
BTZ | 2__NCILI000 | 13 |  |  |  | BTZ | 2__PMRCY000 | 14
BTZ | 2__NCIRC000 | 13 |  |  |  | BTZ | 2__PMTRL000 | 14
BTZ | 2__NCMRO000 | 13 |  |  |  | BTZ | 2__PNATP000 | 14
BTZ | 2__NCNDL000 | 13 |  |  |  | BTZ | 2__PNCKL000 | 14
BTZ | 2__NCNRD000 | 13 |  |  |  | BTZ | 2__PNEEB000 | 14
BTZ | 2__NCNRG000 | 13 |  |  |  | BTZ | 2__PNEVA000 | 14
BTZ | 2__NCOLG000 | 13 |  |  |  | BTZ | 2__PNEWP000 | 14
BTZ | 2__NCOLO000 | 13 |  |  |  | BTZ | 2__PNORW000 | 14
BTZ | 2__NCOMT000 | 13 |  |  |  | BTZ | 2__PNUCE000 | 14
BTZ | 2__NCONI000 | 13 |  |  |  | BTZ | 2__POBER000 | 14
BTZ | 2__NCOOP000 | 13 |  |  |  | BTZ | 2__POGAS000 | 14
BTZ | 2__NCOOP001 | 13 |  |  |  | BTZ | 2__POPAL000 | 14
BTZ | 2__NCORE000 | 13 |  |  |  | BTZ | 2__POREB000 | 14
BTZ | 2__NCOUL000 | 13 |  |  |  | BTZ | 2__POREG000 | 14
BTZ | 2__NCOVE000 | 13 |  |  |  | BTZ | 2__POSMI000 | 14
BTZ | 2__NCPPR000 | 13 |  |  |  | BTZ | 2__POVOE000 | 14
BTZ | 2__NCYCL000 | 13 |  |  |  | BTZ | 2__POXPO000 | 14
BTZ | 2__NDESL000 | 13 |  |  |  | BTZ | 2__PPADD000 | 14
BTZ | 2__NDFDL000 | 13 |  |  |  | BTZ | 2__PPALL000 | 14
BTZ | 2__NDIRA000 | 13 |  |  |  | BTZ | 2__PPARK000 | 14
BTZ | 2__NDNRG000 | 13 |  |  |  | BTZ | 2__PPGEN000 | 14
BTZ | 2__NDRGI000 | 13 |  |  |  | BTZ | 2__PPGEN001 | 14
BTZ | 2__NDUAL000 | 13 |  |  |  | BTZ | 2__PPGEN002 | 14
BTZ | 2__NEBES000 | 13 |  |  |  | BTZ | 2__PPGEN003 | 14
BTZ | 2__NECOA000 | 13 |  |  |  | BTZ | 2__PPILO000 | 14
BTZ | 2__NECON000 | 13 |  |  |  | BTZ | 2__PPION000 | 14
BTZ | 2__NECOT000 | 13 |  |  |  | BTZ | 2__PPIRO000 | 14
BTZ | 2__NEDDI000 | 13 |  |  |  | BTZ | 2__PPOWQ000 | 14
BTZ | 2__NEDFE000 | 13 |  |  |  | BTZ | 2__PPROZ000 | 14
BTZ | 2__NEDGE000 | 13 |  |  |  | BTZ | 2__PPSUK000 | 14
BTZ | 2__NEDIR000 | 13 |  |  |  | BTZ | 2__PPURE000 | 14
BTZ | 2__NEELC000 | 13 |  |  |  | BTZ | 2__PPUTY000 | 14
BTZ | 2__NEENG000 | 13 |  |  |  | BTZ | 2__PQEEN000 | 14
BTZ | 2__NEETL000 | 13 |  |  |  | BTZ | 2__PRAYL000 | 14
BTZ | 2__NEFLS000 | 13 |  |  |  | BTZ | 2__PREGE000 | 14
BTZ | 2__NEGDX000 | 13 |  |  |  | BTZ | 2__PRENC000 | 14
BTZ | 2__NEGML000 | 13 |  |  |  | BTZ | 2__PRHOD000 | 14
BTZ | 2__NELEC000 | 13 |  |  |  | BTZ | 2__PROSE000 | 14
BTZ | 2__NEMEB000 | 13 |  |  |  | BTZ | 2__PRUTH000 | 14
BTZ | 2__NEMZO000 | 13 |  |  |  | BTZ | 2__PRWED000 | 14
BTZ | 2__NENDC000 | 13 |  |  |  | BTZ | 2__PSANT000 | 14
BTZ | 2__NENDC001 | 13 |  |  |  | BTZ | 2__PSAPH000 | 14
BTZ | 2__NENDC002 | 13 |  |  |  | BTZ | 2__PSATU000 | 14
BTZ | 2__NENEC000 | 13 |  |  |  | BTZ | 2__PSCAF000 | 14
BTZ | 2__NENER000 | 13 |  |  |  | BTZ | 2__PSEEB000 | 14
BTZ | 2__NENGQ000 | 13 |  |  |  | BTZ | 2__PSEEE000 | 14
BTZ | 2__NENRD000 | 13 |  |  |  | BTZ | 2__PSING000 | 14
BTZ | 2__NENRD002 | 13 |  |  |  | BTZ | 2__PSINQ000 | 14
BTZ | 2__NENRG000 | 13 |  |  |  | BTZ | 2__PSIRO000 | 14
BTZ | 2__NENRG002 | 13 |  |  |  | BTZ | 2__PSKLN000 | 14
BTZ | 2__NENRG003 | 13 |  |  |  | BTZ | 2__PSLVR000 | 14
BTZ | 2__NEOND000 | 13 |  |  |  | BTZ | 2__PSMAR000 | 14
BTZ | 2__NEPHH000 | 13 |  |  |  | BTZ | 2__PSNFR000 | 14
BTZ | 2__NEQUI000 | 13 |  |  |  | BTZ | 2__PSOUT000 | 14
BTZ | 2__NESSL000 | 13 |  |  |  | BTZ | 2__PSPAL000 | 14
BTZ | 2__NEURO000 | 13 |  |  |  | BTZ | 2__PSPOW000 | 14
BTZ | 2__NEUST000 | 13 |  |  |  | BTZ | 2__PSPRK000 | 14
BTZ | 2__NEVER000 | 13 |  |  |  | BTZ | 2__PSTAT000 | 14
BTZ | 2__NEXGL000 | 13 |  |  |  | BTZ | 2__PSTAT001 | 14
BTZ | 2__NFARA000 | 13 |  |  |  | BTZ | 2__PSTAT002 | 14
BTZ | 2__NFARR000 | 13 |  |  |  | BTZ | 2__PSWAE000 | 14
BTZ | 2__NFLEX000 | 13 |  |  |  | BTZ | 2__PSWDP000 | 14
BTZ | 2__NFNRG000 | 13 |  |  |  | BTZ | 2__PSWEB000 | 14
BTZ | 2__NFRST000 | 13 |  |  |  | BTZ | 2__PSWEL000 | 14
BTZ | 2__NFSEN000 | 13 |  |  |  | BTZ | 2__PSYMB000 | 14
BTZ | 2__NFSEN001 | 13 |  |  |  | BTZ | 2__PTANA000 | 14
BTZ | 2__NFXGL000 | 13 |  |  |  | BTZ | 2__PTEMP000 | 14
BTZ | 2__NGALE000 | 13 |  |  |  | BTZ | 2__PTEXA000 | 14
BTZ | 2__NGANY000 | 13 |  |  |  | BTZ | 2__PTGPL000 | 14
BTZ | 2__NGESL000 | 13 |  |  |  | BTZ | 2__PTHLE000 | 14
BTZ | 2__NGETW000 | 13 |  |  |  | BTZ | 2__PTHRE000 | 14
BTZ | 2__NGLDE000 | 13 |  |  |  | BTZ | 2__PTLWD000 | 14
BTZ | 2__NGMTR000 | 13 |  |  |  | BTZ | 2__PTNDO000 | 14
BTZ | 2__NGMTX000 | 13 |  |  |  | BTZ | 2__PTOGO000 | 14
BTZ | 2__NGNRG000 | 13 |  |  |  | BTZ | 2__PTOTO000 | 14
BTZ | 2__NGONG000 | 13 |  |  |  | BTZ | 2__PTRAM000 | 14
BTZ | 2__NGOOD000 | 13 |  |  |  | BTZ | 2__PTREX000 | 14
BTZ | 2__NHAVE000 | 13 |  |  |  | BTZ | 2__PTULP000 | 14
BTZ | 2__NHAWK000 | 13 |  |  |  | BTZ | 2__PUKPR000 | 14
BTZ | 2__NHOLB000 | 13 |  |  |  | BTZ | 2__PVAVU000 | 14
BTZ | 2__NHOME000 | 13 |  |  |  | BTZ | 2__PVERM000 | 14
BTZ | 2__NHPOW000 | 13 |  |  |  | BTZ | 2__PVETS000 | 14
BTZ | 2__NHPOW001 | 13 |  |  |  | BTZ | 2__PVIPR000 | 14
BTZ | 2__NHPOW002 | 13 |  |  |  | BTZ | 2__PVIRG000 | 14
BTZ | 2__NHUDG000 | 13 |  |  |  | BTZ | 2__PVNGA000 | 14
BTZ | 2__NHUDS000 | 13 |  |  |  | BTZ | 2__PVNQT000 | 14
BTZ | 2__NHYDE000 | 13 |  |  |  | BTZ | 2__PVOLT000 | 14
BTZ | 2__NIAMP000 | 13 |  |  |  | BTZ | 2__PWASH000 | 14
BTZ | 2__NIMPO000 | 13 |  |  |  | BTZ | 2__PYELG000 | 14
BTZ | 2__NINDE000 | 13 |  |  |  | BTZ | 2__PZPYR000 | 14
BTZ | 2__NINVE000 | 13
BTZ | 2__NIRES000 | 13 |  |  |  | BTZ | C__AANGE002 | 1
BTZ | 2__NIRID000 | 13 |  |  |  | BTZ | C__AAXPO002 | 1
BTZ | 2__NJERE000 | 13 |  |  |  | BTZ | C__ACNDL002 | 1
BTZ | 2__NKENS000 | 13 |  |  |  | BTZ | C__ACNRG002 | 1
BTZ | 2__NLIGH000 | 13 |  |  |  | BTZ | C__ACOOP002 | 1
BTZ | 2__NLILY000 | 13 |  |  |  | BTZ | C__ACOUL002 | 1
BTZ | 2__NLIME000 | 13 |  |  |  | BTZ | C__AECOA002 | 1
BTZ | 2__NLOND000 | 13 |  |  |  | BTZ | C__AECOT002 | 1
BTZ | 2__NLOND001 | 13 |  |  |  | BTZ | C__AEMEB002 | 1
BTZ | 2__NLORM000 | 13 |  |  |  | BTZ | C__AENDC002 | 1
BTZ | 2__NLUME000 | 13 |  |  |  | BTZ | C__AENEC002 | 1
BTZ | 2__NLUMO000 | 13 |  |  |  | BTZ | C__AENRD002 | 1
BTZ | 2__NLVDR000 | 13 |  |  |  | BTZ | C__AENRG002 | 1
BTZ | 2__NMAEL000 | 13 |  |  |  | BTZ | C__AFSEN002 | 1
BTZ | 2__NMAET000 | 13 |  |  |  | BTZ | C__AGANY002 | 1
BTZ | 2__NMAGN000 | 13 |  |  |  | BTZ | C__AGETW002 | 1
BTZ | 2__NMAIN000 | 13 |  |  |  | BTZ | C__AGMTR002 | 1
BTZ | 2__NMANW000 | 13 |  |  |  | BTZ | C__AGNRG002 | 1
BTZ | 2__NMARB000 | 13 |  |  |  | BTZ | C__AHAVE002 | 1
BTZ | 2__NMARB001 | 13 |  |  |  | BTZ | C__AHPOW002 | 1
BTZ | 2__NMARI000 | 13 |  |  |  | BTZ | C__AHUDS002 | 1
BTZ | 2__NMATT000 | 13 |  |  |  | BTZ | C__AHYDE002 | 1
BTZ | 2__NMIDE000 | 13 |  |  |  | BTZ | C__AIMPO002 | 1
BTZ | 2__NMINT000 | 13 |  |  |  | BTZ | C__ALIGH002 | 1
BTZ | 2__NMISS000 | 13 |  |  |  | BTZ | C__ALIME002 | 1
BTZ | 2__NMONT000 | 13 |  |  |  | BTZ | C__ALOND002 | 1
BTZ | 2__NMRCY000 | 13 |  |  |  | BTZ | C__AMAGN002 | 1
BTZ | 2__NMTRL000 | 13 |  |  |  | BTZ | C__AMRCY002 | 1
BTZ | 2__NNATP000 | 13 |  |  |  | BTZ | C__ANATP002 | 1
BTZ | 2__NNCKL000 | 13 |  |  |  | BTZ | C__ANEWP002 | 1
BTZ | 2__NNEEB000 | 13 |  |  |  | BTZ | C__AOXPO002 | 1
BTZ | 2__NNEVA000 | 13 |  |  |  | BTZ | C__APGEN002 | 1
BTZ | 2__NNEWP000 | 13 |  |  |  | BTZ | C__APURE002 | 1
BTZ | 2__NNORW000 | 13 |  |  |  | BTZ | C__ARWED002 | 1
BTZ | 2__NNUCE000 | 13 |  |  |  | BTZ | C__ASMAR002 | 1
BTZ | 2__NOGAS000 | 13 |  |  |  | BTZ | C__ASOUT002 | 1
BTZ | 2__NOMNI000 | 13 |  |  |  | BTZ | C__ASPOW002 | 1
BTZ | 2__NOPAL000 | 13 |  |  |  | BTZ | C__ASTAT002 | 1
BTZ | 2__NOREB000 | 13 |  |  |  | BTZ | C__ASYMB002 | 1
BTZ | 2__NOREG000 | 13 |  |  |  | BTZ | C__ATGPL002 | 1
BTZ | 2__NOSMI000 | 13 |  |  |  | BTZ | C__AUKPR002 | 1
BTZ | 2__NOVAL000 | 13 |  |  |  | BTZ | C__AVOLT002 | 1
BTZ | 2__NOVOE000 | 13 |  |  |  | BTZ | C__DANGE001 | 4
BTZ | 2__NOXPO000 | 13 |  |  |  | BTZ | C__DAXPO001 | 4
BTZ | 2__NPADD000 | 13 |  |  |  | BTZ | C__DCNDL001 | 4
BTZ | 2__NPALL000 | 13 |  |  |  | BTZ | C__DCNRG001 | 4
BTZ | 2__NPERL000 | 13 |  |  |  | BTZ | C__DCOOP001 | 4
BTZ | 2__NPGEN000 | 13 |  |  |  | BTZ | C__DCOUL001 | 4
BTZ | 2__NPILO000 | 13 |  |  |  | BTZ | C__DECOA001 | 4
BTZ | 2__NPION000 | 13 |  |  |  | BTZ | C__DECOT001 | 4
BTZ | 2__NPIRO000 | 13 |  |  |  | BTZ | C__DEMEB001 | 4
BTZ | 2__NPOWQ000 | 13 |  |  |  | BTZ | C__DENDC001 | 4
BTZ | 2__NPROZ000 | 13 |  |  |  | BTZ | C__DENRD001 | 4
BTZ | 2__NPSUK000 | 13 |  |  |  | BTZ | C__DENRG001 | 4
BTZ | 2__NPURE000 | 13 |  |  |  | BTZ | C__DFSEN001 | 4
BTZ | 2__NPUTY000 | 13 |  |  |  | BTZ | C__DGANY001 | 4
BTZ | 2__NQEEN000 | 13 |  |  |  | BTZ | C__DGMTR001 | 4
BTZ | 2__NRAYL000 | 13 |  |  |  | BTZ | C__DGNRG001 | 4
BTZ | 2__NREGE000 | 13 |  |  |  | BTZ | C__DHAVE001 | 4
BTZ | 2__NRENC000 | 13 |  |  |  | BTZ | C__DHPOW001 | 4
BTZ | 2__NRHOD000 | 13 |  |  |  | BTZ | C__DHYDE001 | 4
BTZ | 2__NROSE000 | 13 |  |  |  | BTZ | C__DIMPO001 | 4
BTZ | 2__NRUTH000 | 13 |  |  |  | BTZ | C__DLIGH001 | 4
BTZ | 2__NRWED000 | 13 |  |  |  | BTZ | C__DLOND001 | 4
BTZ | 2__NSANT000 | 13 |  |  |  | BTZ | C__DMAGN001 | 4
BTZ | 2__NSAPH000 | 13 |  |  |  | BTZ | C__DMANW001 | 4
BTZ | 2__NSATU000 | 13 |  |  |  | BTZ | C__DNATP001 | 4
BTZ | 2__NSCAF000 | 13 |  |  |  | BTZ | C__DOSMI001 | 4
BTZ | 2__NSEEB000 | 13 |  |  |  | BTZ | C__DOVOE001 | 4
BTZ | 2__NSEEE000 | 13 |  |  |  | BTZ | C__DOXPO001 | 4
BTZ | 2__NSIMC000 | 13 |  |  |  | BTZ | C__DPGEN001 | 4
BTZ | 2__NSING000 | 13 |  |  |  | BTZ | C__DPURE001 | 4
BTZ | 2__NSINQ000 | 13 |  |  |  | BTZ | C__DREGE001 | 4
BTZ | 2__NSIRO000 | 13 |  |  |  | BTZ | C__DRWED001 | 4
BTZ | 2__NSKID000 | 13 |  |  |  | BTZ | C__DSMAR001 | 4
BTZ | 2__NSKLN000 | 13 |  |  |  | BTZ | C__DSOUT001 | 4
BTZ | 2__NSLVR000 | 13 |  |  |  | BTZ | C__DSPOW001 | 4
BTZ | 2__NSMAR000 | 13 |  |  |  | BTZ | C__DSTAT001 | 4
BTZ | 2__NSMAR001 | 13 |  |  |  | BTZ | C__DTGPL001 | 4
BTZ | 2__NSMAR002 | 13 |  |  |  | BTZ | C__DVETS001 | 4
BTZ | 2__NSNFR000 | 13 |  |  |  | BTZ | C__DVOLT001 | 4
BTZ | 2__NSOUT000 | 13 |  |  |  | BTZ | C__FANGE003 | 6
BTZ | 2__NSPAL000 | 13 |  |  |  | BTZ | C__FAXPO003 | 6
BTZ | 2__NSPOW000 | 13 |  |  |  | BTZ | C__FCNDL003 | 6
BTZ | 2__NSPRK000 | 13 |  |  |  | BTZ | C__FCNRG003 | 6
BTZ | 2__NSQKY000 | 13 |  |  |  | BTZ | C__FCOOP003 | 6
BTZ | 2__NSTAT000 | 13 |  |  |  | BTZ | C__FCOUL003 | 6
BTZ | 2__NSWAE000 | 13 |  |  |  | BTZ | C__FECOT003 | 6
BTZ | 2__NSWDP000 | 13 |  |  |  | BTZ | C__FEMEB003 | 6
BTZ | 2__NSWEB000 | 13 |  |  |  | BTZ | C__FENDC003 | 6
BTZ | 2__NSWEL000 | 13 |  |  |  | BTZ | C__FENRD003 | 6
BTZ | 2__NSYMB000 | 13 |  |  |  | BTZ | C__FENRG003 | 6
BTZ | 2__NTEMP000 | 13 |  |  |  | BTZ | C__FFSEN003 | 6
BTZ | 2__NTEXA000 | 13 |  |  |  | BTZ | C__FGANY003 | 6
BTZ | 2__NTGPL000 | 13 |  |  |  | BTZ | C__FGMTR003 | 6
BTZ | 2__NTHLE000 | 13 |  |  |  | BTZ | C__FGNRG003 | 6
BTZ | 2__NTHRE000 | 13 |  |  |  | BTZ | C__FHAVE003 | 6
BTZ | 2__NTILL000 | 13 |  |  |  | BTZ | C__FHPOW003 | 6
BTZ | 2__NTLWD000 | 13 |  |  |  | BTZ | C__FHUDS003 | 6
BTZ | 2__NTNDO000 | 13 |  |  |  | BTZ | C__FHYDE003 | 6
BTZ | 2__NTOGO000 | 13 |  |  |  | BTZ | C__FIMPO003 | 6
BTZ | 2__NTONB000 | 13 |  |  |  | BTZ | C__FLIGH003 | 6
BTZ | 2__NTOTO000 | 13 |  |  |  | BTZ | C__FLOND003 | 6
BTZ | 2__NTRAM000 | 13 |  |  |  | BTZ | C__FMAGN003 | 6
BTZ | 2__NTREX000 | 13 |  |  |  | BTZ | C__FMRCY003 | 6
BTZ | 2__NTULP000 | 13 |  |  |  | BTZ | C__FNATP003 | 6
BTZ | 2__NUKPR000 | 13 |  |  |  | BTZ | C__FNEWP003 | 6
BTZ | 2__NVERM000 | 13 |  |  |  | BTZ | C__FOSMI003 | 6
BTZ | 2__NVETS000 | 13 |  |  |  | BTZ | C__FPGEN003 | 6
BTZ | 2__NVIPR000 | 13 |  |  |  | BTZ | C__FPOWQ003 | 6
BTZ | 2__NVIRG000 | 13 |  |  |  | BTZ | C__FPURE003 | 6
BTZ | 2__NVNGA000 | 13 |  |  |  | BTZ | C__FRWED003 | 6
BTZ | 2__NVNQT000 | 13 |  |  |  | BTZ | C__FSMAR003 | 6
BTZ | 2__NVOLT000 | 13 |  |  |  | BTZ | C__FSOUT003 | 6
BTZ | 2__NWASH000 | 13 |  |  |  | BTZ | C__FSPOW003 | 6
BTZ | 2__NWILL000 | 13 |  |  |  | BTZ | C__FSTAT003 | 6
BTZ | 2__NYELG000 | 13 |  |  |  | BTZ | C__FSYMB003 | 6
BTZ | 2__NYNRG000 | 13 |  |  |  | BTZ | C__FTGPL003 | 6
BTZ | 2__NZPYR000 | 13 |  |  |  | BTZ | C__FVETS003 | 6
BTZ | 2__NZYTH000 | 13 |  |  |  | BTZ | C__FVOLT003 | 6
BTZ | 2__PALAB000 | 14 |  |  |  | BTZ | C__JVETS001 | 9
BTZ | 2__PALAS000 | 14 |  |  |  | BTZ | C__KANGE004 | 10
BTZ | 2__PALTI000 | 14 |  |  |  | BTZ | C__KAXPO004 | 10
BTZ | 2__PANGE000 | 14 |  |  |  | BTZ | C__KCNDL004 | 10
BTZ | 2__PANGE001 | 14 |  |  |  | BTZ | C__KCOOP004 | 10
BTZ | 2__PANGE002 | 14 |  |  |  | BTZ | C__KCOUL004 | 10
BTZ | 2__PARIZ000 | 14 |  |  |  | BTZ | C__KECOA004 | 10
BTZ | 2__PARRU000 | 14 |  |  |  | BTZ | C__KECOT004 | 10
BTZ | 2__PAVRO000 | 14 |  |  |  | BTZ | C__KENDC004 | 10
BTZ | 2__PAXIS000 | 14 |  |  |  | BTZ | C__KENRD004 | 10
BTZ | 2__PAXPO000 | 14 |  |  |  | BTZ | C__KENRG004 | 10
BTZ | 2__PAZAC000 | 14 |  |  |  | BTZ | C__KFSEN004 | 10
BTZ | 2__PBARB000 | 14 |  |  |  | BTZ | C__KGANY004 | 10
BTZ | 2__PBAYS000 | 14 |  |  |  | BTZ | C__KGMTR004 | 10
BTZ | 2__PBCFC000 | 14 |  |  |  | BTZ | C__KGNRG004 | 10
BTZ | 2__PBELS000 | 14 |  |  |  | BTZ | C__KHAVE004 | 10
BTZ | 2__PBETH000 | 14 |  |  |  | BTZ | C__KHPOW004 | 10
BTZ | 2__PBGAS000 | 14 |  |  |  | BTZ | C__KHUDS004 | 10
BTZ | 2__PBIZZ000 | 14 |  |  |  | BTZ | C__KHYDE004 | 10
BTZ | 2__PBLBL000 | 14 |  |  |  | BTZ | C__KIMPO004 | 10
BTZ | 2__PBNRG000 | 14 |  |  |  | BTZ | C__KLIGH004 | 10
BTZ | 2__PBORE000 | 14 |  |  |  | BTZ | C__KLOND004 | 10
BTZ | 2__PBORO000 | 14 |  |  |  | BTZ | C__KMAGN004 | 10
BTZ | 2__PBOWF000 | 14 |  |  |  | BTZ | C__KNATP004 | 10
BTZ | 2__PBPGM000 | 14 |  |  |  | BTZ | C__KNEWP004 | 10
BTZ | 2__PBREZ000 | 14 |  |  |  | BTZ | C__KOSMI004 | 10
BTZ | 2__PBRZE000 | 14 |  |  |  | BTZ | C__KPGEN004 | 10
BTZ | 2__PBULN000 | 14 |  |  |  | BTZ | C__KPURE004 | 10
BTZ | 2__PCALI000 | 14 |  |  |  | BTZ | C__KREGE004 | 10
BTZ | 2__PCALL000 | 14 |  |  |  | BTZ | C__KRWED004 | 10
BTZ | 2__PCBRA000 | 14 |  |  |  | BTZ | C__KSMAR004 | 10
BTZ | 2__PCFWR000 | 14 |  |  |  | BTZ | C__KSOUT004 | 10
BTZ | 2__PCILI000 | 14 |  |  |  | BTZ | C__KSPOW004 | 10
BTZ | 2__PCIRC000 | 14 |  |  |  | BTZ | C__KSTAT004 | 10
BTZ | 2__PCMRO000 | 14 |  |  |  | BTZ | C__KTGPL004 | 10
BTZ | 2__PCNDL000 | 14 |  |  |  | BTZ | C__KVETS004 | 10
BTZ | 2__PCNRD000 | 14 |  |  |  | BTZ | C__KVOLT004 | 10
BTZ | 2__PCNRG000 | 14 |  |  |  | BTZ | C__MANGE005 | 12
BTZ | 2__PCOLG000 | 14 |  |  |  | BTZ | C__MAXPO005 | 12
BTZ | 2__PCOLO000 | 14 |  |  |  | BTZ | C__MCNDL005 | 12
BTZ | 2__PCOMT000 | 14 |  |  |  | BTZ | C__MCOUL005 | 12
BTZ | 2__PCONI000 | 14 |  |  |  | BTZ | C__MECOA005 | 12
BTZ | 2__PCOOP000 | 14 |  |  |  | BTZ | C__MECOT005 | 12
BTZ | 2__PCORE000 | 14 |  |  |  | BTZ | C__MEMEB005 | 12
BTZ | 2__PCOUL000 | 14 |  |  |  | BTZ | C__MENDC005 | 12
BTZ | 2__PCOVE000 | 14 |  |  |  | BTZ | C__MENRD005 | 12
BTZ | 2__PCPPR000 | 14 |  |  |  | BTZ | C__MENRG005 | 12
BTZ | 2__PCYCL000 | 14 |  |  |  | BTZ | C__MFSEN005 | 12
BTZ | 2__PDESL000 | 14 |  |  |  | BTZ | C__MGANY005 | 12
BTZ | 2__PDFDL000 | 14 |  |  |  | BTZ | C__MGMTR005 | 12
BTZ | 2__PDIRA000 | 14 |  |  |  | BTZ | C__MGNRG005 | 12
BTZ | 2__PDNRG000 | 14 |  |  |  | BTZ | C__MHAVE005 | 12
BTZ | 2__PDRGI000 | 14 |  |  |  | BTZ | C__MHPOW005 | 12
BTZ | 2__PDUAL000 | 14 |  |  |  | BTZ | C__MHUDS005 | 12
BTZ | 2__PEBES000 | 14 |  |  |  | BTZ | C__MHYDE005 | 12
BTZ | 2__PECOA000 | 14 |  |  |  | BTZ | C__MIMPO005 | 12
BTZ | 2__PECON000 | 14 |  |  |  | BTZ | C__MLIGH005 | 12
BTZ | 2__PECOT000 | 14 |  |  |  | BTZ | C__MLOND005 | 12
BTZ | 2__PEDDI000 | 14 |  |  |  | BTZ | C__MMAGN005 | 12
BTZ | 2__PEDFE000 | 14 |  |  |  | BTZ | C__MMRCY005 | 12
BTZ | 2__PEDGE000 | 14 |  |  |  | BTZ | C__MNATP005 | 12
BTZ | 2__PEDGE001 | 14 |  |  |  | BTZ | C__MNEWP005 | 12
BTZ | 2__PEDGE002 | 14 |  |  |  | BTZ | C__MOSMI005 | 12
BTZ | 2__PEDIR000 | 14 |  |  |  | BTZ | C__MPGEN005 | 12
BTZ | 2__PEELC000 | 14 |  |  |  | BTZ | C__MPURE005 | 12
BTZ | 2__PEENG000 | 14 |  |  |  | BTZ | C__MRWED005 | 12
BTZ | 2__PEETL000 | 14 |  |  |  | BTZ | C__MSAPH005 | 12
BTZ | 2__PEFLS000 | 14 |  |  |  | BTZ | C__MSMAR005 | 12
BTZ | 2__PEGDX000 | 14 |  |  |  | BTZ | C__MSOUT005 | 12
BTZ | 2__PEGML000 | 14 |  |  |  | BTZ | C__MSPOW005 | 12
BTZ | 2__PELEC000 | 14 |  |  |  | BTZ | C__MSTAT005 | 12
BTZ | 2__PEMEB000 | 14 |  |  |  | BTZ | C__MTGPL005 | 12
BTZ | 2__PEMZO000 | 14 |  |  |  | BTZ | C__MVETS005 | 12
BTZ | 2__PENDC000 | 14 |  |  |  | BTZ | C__MVOLT005 | 12
BTZ | 2__PENDC001 | 14 |  |  |  | BTZ | C__NMAGN006 | 13
BTZ | 2__PENDC002 | 14 |  |  |  | BTZ | C__NMAGN007 | 13
BTZ | 2__PENEC000 | 14 |  |  |  | BTZ | C__PSMAR001 | 14
BTZ | 2__PENER000 | 14
BTZ | 2__PENGQ000 | 14 |  |  |  | BTZ | E__MDRX001 | 12
BTZ | 2__PENRD000 | 14 |  |  |  | BTZ | E__MDRX002 | 12
BTZ | 2__PENRD002 | 14 |  |  |  | BTZ | E_ABERDARE | 10
BTZ | 2__PENRG000 | 14 |  |  |  | BTZ | E_ABRTW-1 | 13
BTZ | 2__PENRG002 | 14 |  |  |  | BTZ | E_AIRSW-1 | 13
BTZ | 2__PENRG003 | 14 |  |  |  | BTZ | E_ALCOA-1 | 10
BTZ | 2__PEOND000 | 14 |  |  |  | BTZ | E_ARNKB-1 | 5
BTZ | 2__PEPHH000 | 14 |  |  |  | BTZ | E_ASHWW-1 | 13
BTZ | 2__PEQUI000 | 14 |  |  |  | BTZ | E_ASLVW-1 | 13
BTZ | 2__PESSL000 | 14 |  |  |  | BTZ | E_BABAW-1 | 14
BTZ | 2__PEURO000 | 14 |  |  |  | BTZ | E_BETHW-1 | 14
BTZ | 2__PEUST000 | 14 |  |  |  | BTZ | E_BNWKW-1 | 14
BTZ | 2__PEVER000 | 14 |  |  |  | BTZ | E_BODD-1 | 6
BTZ | 2__PEXGL000 | 14 |  |  |  | BTZ | E_BODW-1 | 6
BTZ | 2__PFARA000 | 14 |  |  |  | BTZ | E_BRDUW-1 | 14
BTZ | 2__PFARR000 | 14 |  |  |  | BTZ | E_BRGG-1 | 12
BTZ | 2__PFLEX000 | 14 |  |  |  | BTZ | E_BRIDGWTR | 11
BTZ | 2__PFNRG000 | 14 |  |  |  | BTZ | E_BRNLW-1 | 14
BTZ | 2__PFRST000 | 14 |  |  |  | BTZ | E_BROUD-1 | 12
BTZ | 2__PFSEN000 | 14 |  |  |  | BTZ | E_BROXES-1 | 13
BTZ | 2__PFSEN001 | 14 |  |  |  | BTZ | E_BRYBW-1 | 14
BTZ | 2__PFXGL000 | 14 |  |  |  | BTZ | E_BRYP-1 | 10
BTZ | 2__PGALE000 | 14 |  |  |  | BTZ | E_BTNHL-1 | 11
BTZ | 2__PGANY000 | 14 |  |  |  | BTZ | E_BTUIW-2 | 14
BTZ | 2__PGESL000 | 14 |  |  |  | BTZ | E_BURBO | 4
BTZ | 2__PGETW000 | 14 |  |  |  | BTZ | E_CLAC-1 | 14
BTZ | 2__PGLDE000 | 14 |  |  |  | BTZ | E_CLDRW-1 | 14
BTZ | 2__PGMTR000 | 14 |  |  |  | BTZ | E_CLFLW-1 | 14
BTZ | 2__PGMTX000 | 14 |  |  |  | BTZ | E_CORB-1 | 2
BTZ | 2__PGNRG000 | 14 |  |  |  | BTZ | E_COWE1 | 8
BTZ | 2__PGONG000 | 14 |  |  |  | BTZ | E_COWE2 | 8
BTZ | 2__PGOOD000 | 14 |  |  |  | BTZ | E_COWED | 8
BTZ | 2__PHAVE000 | 14 |  |  |  | BTZ | E_CRGTW-1 | 13
BTZ | 2__PHAWK000 | 14 |  |  |  | BTZ | E_CWMD-1 | 4
BTZ | 2__PHOLB000 | 14 |  |  |  | BTZ | E_DALSW-1 | 13
BTZ | 2__PHOME000 | 14 |  |  |  | BTZ | E_DERW-1 | 2
BTZ | 2__PHPOW000 | 14 |  |  |  | BTZ | E_DIDC1G | 8
BTZ | 2__PHPOW001 | 14 |  |  |  | BTZ | E_DIDC2G | 8
BTZ | 2__PHPOW002 | 14 |  |  |  | BTZ | E_DIDC3G | 8
BTZ | 2__PHUDG000 | 14 |  |  |  | BTZ | E_DIDC4G | 8
BTZ | 2__PHUDS000 | 14 |  |  |  | BTZ | E_DIDCD | 8
BTZ | 2__PHUDS001 | 14 |  |  |  | BTZ | E_DOLG_H | 4
BTZ | 2__PHYDE000 | 14 |  |  |  | BTZ | E_DOLG_HD | 4
BTZ | 2__PIAMP000 | 14 |  |  |  | BTZ | E_DOLG_L | 4
BTZ | 2__PIMPO000 | 14 |  |  |  | BTZ | E_DOLG_LD | 4
BTZ | 2__PINDE000 | 14 |  |  |  | BTZ | E_DOWL-1 | 10
BTZ | 2__PINVE000 | 14 |  |  |  | BTZ | E_FASN-3 | 14
BTZ | 2__PIRES000 | 14 |  |  |  | BTZ | E_FASN-4 | 14
BTZ | 2__PIRID000 | 14 |  |  |  | BTZ | E_FAWN-1 | 8
BTZ | 2__PJERE000 | 14 |  |  |  | BTZ | E_FAWND | 8
BTZ | 2__PKENS000 | 14 |  |  |  | BTZ | E_FDUN-1 | 5
BTZ | 2__PLIGH000 | 14 |  |  |  | BTZ | E_FELL-1 | 7
BTZ | 2__PLILY000 | 14 |  |  |  | BTZ | E_GDSTW-1 | 14
BTZ | 2__PLIME000 | 14 |  |  |  | BTZ | E_GFLDW-1 | 12
BTZ | 2__PLOND000 | 14 |  |  |  | BTZ | E_GLCHW-1 | 13
BTZ | 2__PLORM000 | 14 |  |  |  | BTZ | E_GLNDOD1 | 14
BTZ | 2__PLUME000 | 14 |  |  |  | BTZ | E_GLOFW-1 | 14
BTZ | 2__PLUMO000 | 14 |  |  |  | BTZ | E_GNFSW-3 | 1
BTZ | 2__PLVDR000 | 14 |  |  |  | BTZ | E_GOSHS-1 | 7
BTZ | 2__PMAEL000 | 14 |  |  |  | BTZ | E_GRMAP-1 | 12
BTZ | 2__PMAET000 | 14 |  |  |  | BTZ | E_GYAR-1 | 1
BTZ | 2__PMAGN000 | 14 |  |  |  | BTZ | E_HBHDW-1 | 13
BTZ | 2__PMAIN000 | 14 |  |  |  | BTZ | E_HLGLW-1 | 14
BTZ | 2__PMANW000 | 14 |  |  |  | BTZ | E_HLTWW-1 | 14
BTZ | 2__PMARB000 | 14 |  |  |  | BTZ | E_HRHLW-1 | 13
BTZ | 2__PMARB001 | 14 |  |  |  | BTZ | E_HUNB-11S | 13
BTZ | 2__PMARB002 | 14 |  |  |  | BTZ | E_HYTHE | 8
BTZ | 2__PMARI000 | 14 |  |  |  | BTZ | E_HYWDW-1 | 14
BTZ | 2__PMATT000 | 14 |  |  |  | BTZ | E_INDQ-2 | 11
BTZ | 2__PMIDE000 | 14 |  |  |  | BTZ | E_KINCW-1 | 14
BTZ | 2__PMINT000 | 14 |  |  |  | BTZ | E_KLYN-A-1 | 1
BTZ | 2__PMISS000 | 14 |  |  |  | BTZ | E_LCHWT-1 | 1
BTZ | 2__PMONT000 | 14 |  |  |  | BTZ | E_LSTWY-1 | 8
BTZ | 2__PMRCY000 | 14 |  |  |  | BTZ | E_LYNE1 | 6
BTZ | 2__PMTRL000 | 14 |  |  |  | BTZ | E_LYNE2 | 6
BTZ | 2__PNATP000 | 14 |  |  |  | BTZ | E_LYNE3 | 6
BTZ | 2__PNCKL000 | 14 |  |  |  | BTZ | E_MAEN-1 | 4
BTZ | 2__PNEEB000 | 14 |  |  |  | BTZ | E_MANXENR-1 | 7
BTZ | 2__PNEVA000 | 14 |  |  |  | BTZ | E_MARK-1 | 13
BTZ | 2__PNEWP000 | 14 |  |  |  | BTZ | E_MINSW-1 | 13
BTZ | 2__PNORW000 | 14 |  |  |  | BTZ | E_MORFL-1 | 7
BTZ | 2__PNUCE000 | 14 |  |  |  | BTZ | E_MOYEW-1 | 14
BTZ | 2__POGAS000 | 14 |  |  |  | BTZ | E_PETEM1 | 1
BTZ | 2__POMNI000 | 14 |  |  |  | BTZ | E_PGPETE | 1
BTZ | 2__POPAL000 | 14 |  |  |  | BTZ | E_PLYRK-1 | 11
BTZ | 2__POREB000 | 14 |  |  |  | BTZ | E_POTES-1 | 6
BTZ | 2__POREG000 | 14 |  |  |  | BTZ | E_RAKE-1 | 7
BTZ | 2__POSMI000 | 14 |  |  |  | BTZ | E_RATS-S | 2
BTZ | 2__POVAL000 | 14 |  |  |  | BTZ | E_RDFRB-1 | 2
BTZ | 2__POVOE000 | 14 |  |  |  | BTZ | E_RDFRD-1 | 2
BTZ | 2__POXPO000 | 14 |  |  |  | BTZ | E_RHEI-1 | 4
BTZ | 2__PPADD000 | 14 |  |  |  | BTZ | E_RHEI-S | 4
BTZ | 2__PPALL000 | 14 |  |  |  | BTZ | E_ROOSB-1 | 7
BTZ | 2__PPERL000 | 14 |  |  |  | BTZ | E_RUGPS-STX | 5
BTZ | 2__PPGEN000 | 14 |  |  |  | BTZ | E_SEAB-1 | 11
BTZ | 2__PPGEN001 | 14 |  |  |  | BTZ | E_SEAB-2 | 11
BTZ | 2__PPGEN002 | 14 |  |  |  | BTZ | E_SEVINGTN | 9
BTZ | 2__PPGEN003 | 14 |  |  |  | BTZ | E_SHOS-1 | 9
BTZ | 2__PPILO000 | 14 |  |  |  | BTZ | E_SOLUTIA | 10
BTZ | 2__PPION000 | 14 |  |  |  | BTZ | E_SUDME-1 | 5
BTZ | 2__PPIRO000 | 14 |  |  |  | BTZ | E_TAYL2G | 3
BTZ | 2__PPOWQ000 | 14 |  |  |  | BTZ | E_TAYL3G | 3
BTZ | 2__PPROZ000 | 14 |  |  |  | BTZ | E_TAYL-S | 3
BTZ | 2__PPSUK000 | 14 |  |  |  | BTZ | E_TDRVE-1 | 11
BTZ | 2__PPURE000 | 14 |  |  |  | BTZ | E_TGP1 | 1
BTZ | 2__PPUTY000 | 14 |  |  |  | BTZ | E_TLYMW-1 | 14
BTZ | 2__PQEEN000 | 14 |  |  |  | BTZ | E_TRFPK-1 | 2
BTZ | 2__PRAYL000 | 14 |  |  |  | BTZ | E_TULWW-1 | 14
BTZ | 2__PREGE000 | 14 |  |  |  | BTZ | E_TULWW-2 | 14
BTZ | 2__PRENC000 | 14 |  |  |  | BTZ | E_USKM-SLD | 10
BTZ | 2__PRHOD000 | 14 |  |  |  | BTZ | E_WBUPS-STX | 2
BTZ | 2__PROSE000 | 14 |  |  |  | BTZ | E_WTRLN-1 | 11
BTZ | 2__PRUTH000 | 14
BTZ | 2__PRWED000 | 14 |  |  |  | BTZ | I_EAD-BRTN1 | 9
BTZ | 2__PSANT000 | 14 |  |  |  | BTZ | I_EAD-EWIC1 | 4
BTZ | 2__PSAPH000 | 14 |  |  |  | BTZ | I_EAD-FRAN1 | 9
BTZ | 2__PSATU000 | 14 |  |  |  | BTZ | I_EAD-MOYL1 | 13
BTZ | 2__PSCAF000 | 14 |  |  |  | BTZ | I_EAG-BRTN1 | 9
BTZ | 2__PSEEB000 | 14 |  |  |  | BTZ | I_EAG-EWIC1 | 4
BTZ | 2__PSEEE000 | 14 |  |  |  | BTZ | I_EAG-FRAN1 | 9
BTZ | 2__PSIMC000 | 14 |  |  |  | BTZ | I_EAG-MOYL1 | 13
BTZ | 2__PSING000 | 14 |  |  |  | BTZ | I_IBD-BPGE1 | 9
BTZ | 2__PSINQ000 | 14 |  |  |  | BTZ | I_IBD-BRTN1 | 9
BTZ | 2__PSIRO000 | 14 |  |  |  | BTZ | I_IBD-CENT1 | 9
BTZ | 2__PSKID000 | 14 |  |  |  | BTZ | I_IBD-CGML1 | 9
BTZ | 2__PSKLN000 | 14 |  |  |  | BTZ | I_IBD-DNGN1 | 9
BTZ | 2__PSLVR000 | 14 |  |  |  | BTZ | I_IBD-DSKC1 | 9
BTZ | 2__PSMAR000 | 14 |  |  |  | BTZ | I_IBD-EDFT1 | 9
BTZ | 2__PSNFR000 | 14 |  |  |  | BTZ | I_IBD-EDMK1 | 9
BTZ | 2__PSOUT000 | 14 |  |  |  | BTZ | I_IBD-EGEN1 | 9
BTZ | 2__PSPAL000 | 14 |  |  |  | BTZ | I_IBD-EGLE1 | 9
BTZ | 2__PSPOW000 | 14 |  |  |  | BTZ | I_IBD-ELEE1 | 9
BTZ | 2__PSPRK000 | 14 |  |  |  | BTZ | I_IBD-ELTR1 | 9
BTZ | 2__PSQKY000 | 14 |  |  |  | BTZ | I_IBD-ENEL1 | 9
BTZ | 2__PSTAT000 | 14 |  |  |  | BTZ | I_IBD-ENET1 | 9
BTZ | 2__PSTAT001 | 14 |  |  |  | BTZ | I_IBD-EOET1 | 9
BTZ | 2__PSTAT002 | 14 |  |  |  | BTZ | I_IBD-ERVA1 | 9
BTZ | 2__PSWAE000 | 14 |  |  |  | BTZ | I_IBD-FPCD1 | 9
BTZ | 2__PSWDP000 | 14 |  |  |  | BTZ | I_IBD-GAZP1 | 9
BTZ | 2__PSWEB000 | 14 |  |  |  | BTZ | I_IBD-IBES1 | 9
BTZ | 2__PSWEL000 | 14 |  |  |  | BTZ | I_IBD-INCM1 | 9
BTZ | 2__PSYMB000 | 14 |  |  |  | BTZ | I_IBD-KCST1 | 9
BTZ | 2__PTEMP000 | 14 |  |  |  | BTZ | I_IBD-LTFD1 | 9
BTZ | 2__PTEXA000 | 14 |  |  |  | BTZ | I_IBD-MCRA1 | 9
BTZ | 2__PTGPL000 | 14 |  |  |  | BTZ | I_IBD-NEAS1 | 9
BTZ | 2__PTHLE000 | 14 |  |  |  | BTZ | I_IBD-NTPL1 | 9
BTZ | 2__PTHRE000 | 14 |  |  |  | BTZ | I_IBD-OPMX1 | 9
BTZ | 2__PTILL000 | 14 |  |  |  | BTZ | I_IBD-PTRS1 | 9
BTZ | 2__PTLWD000 | 14 |  |  |  | BTZ | I_IBD-PWMR1 | 9
BTZ | 2__PTNDO000 | 14 |  |  |  | BTZ | I_IBD-RWES1 | 9
BTZ | 2__PTOGO000 | 14 |  |  |  | BTZ | I_IBD-SETL1 | 9
BTZ | 2__PTONB000 | 14 |  |  |  | BTZ | I_IBD-STAT1 | 9
BTZ | 2__PTOTO000 | 14 |  |  |  | BTZ | I_IBD-TGPL1 | 9
BTZ | 2__PTRAM000 | 14 |  |  |  | BTZ | I_IBD-TRLS1 | 9
BTZ | 2__PTREX000 | 14 |  |  |  | BTZ | I_IBD-VETR1 | 9
BTZ | 2__PTULP000 | 14 |  |  |  | BTZ | I_IBD-VSAL1 | 9
BTZ | 2__PUKPR000 | 14 |  |  |  | BTZ | I_IBG-BPGE1 | 9
BTZ | 2__PVERM000 | 14 |  |  |  | BTZ | I_IBG-BRTN1 | 9
BTZ | 2__PVETS000 | 14 |  |  |  | BTZ | I_IBG-CENT1 | 9
BTZ | 2__PVIPR000 | 14 |  |  |  | BTZ | I_IBG-CGML1 | 9
BTZ | 2__PVIRG000 | 14 |  |  |  | BTZ | I_IBG-DNGN1 | 9
BTZ | 2__PVNGA000 | 14 |  |  |  | BTZ | I_IBG-DSKC1 | 9
BTZ | 2__PVNQT000 | 14 |  |  |  | BTZ | I_IBG-EDFT1 | 9
BTZ | 2__PVOLT000 | 14 |  |  |  | BTZ | I_IBG-EDMK1 | 9
BTZ | 2__PWASH000 | 14 |  |  |  | BTZ | I_IBG-EGEN1 | 9
BTZ | 2__PWILL000 | 14 |  |  |  | BTZ | I_IBG-EGLE1 | 9
BTZ | 2__PYELG000 | 14 |  |  |  | BTZ | I_IBG-ELEE1 | 9
BTZ | 2__PYNRG000 | 14 |  |  |  | BTZ | I_IBG-ELTR1 | 9
BTZ | 2__PZPYR000 | 14 |  |  |  | BTZ | I_IBG-ENEL1 | 9
BTZ | 2__PZYTH000 | 14 |  |  |  | BTZ | I_IBG-ENET1 | 9
BTZ | C__AANGE002 | 1 |  |  |  | BTZ | I_IBG-EOET1 | 9
BTZ | C__AANGE009 | 1 |  |  |  | BTZ | I_IBG-ERVA1 | 9
BTZ | C__AAXPO002 | 1 |  |  |  | BTZ | I_IBG-FPCD1 | 9
BTZ | C__AAXPO009 | 1 |  |  |  | BTZ | I_IBG-GAZP1 | 9
BTZ | C__ACNDL002 | 1 |  |  |  | BTZ | I_IBG-IBES1 | 9
BTZ | C__ACNDL009 | 1 |  |  |  | BTZ | I_IBG-INCM1 | 9
BTZ | C__ACNRG002 | 1 |  |  |  | BTZ | I_IBG-KCST1 | 9
BTZ | C__ACNRG009 | 1 |  |  |  | BTZ | I_IBG-LTFD1 | 9
BTZ | C__ACOOP002 | 1 |  |  |  | BTZ | I_IBG-MCRA1 | 9
BTZ | C__ACOOP009 | 1 |  |  |  | BTZ | I_IBG-NEAS1 | 9
BTZ | C__ACOUL002 | 1 |  |  |  | BTZ | I_IBG-NTPL1 | 9
BTZ | C__ACOUL009 | 1 |  |  |  | BTZ | I_IBG-OPMX1 | 9
BTZ | C__AECOA002 | 1 |  |  |  | BTZ | I_IBG-PTRS1 | 9
BTZ | C__AECOA009 | 1 |  |  |  | BTZ | I_IBG-PWMR1 | 9
BTZ | C__AECOT002 | 1 |  |  |  | BTZ | I_IBG-RWES1 | 9
BTZ | C__AECOT009 | 1 |  |  |  | BTZ | I_IBG-SETL1 | 9
BTZ | C__AEMEB002 | 1 |  |  |  | BTZ | I_IBG-STAT1 | 9
BTZ | C__AEMEB009 | 1 |  |  |  | BTZ | I_IBG-TGPL1 | 9
BTZ | C__AENDC002 | 1 |  |  |  | BTZ | I_IBG-TRLS1 | 9
BTZ | C__AENDC009 | 1 |  |  |  | BTZ | I_IBG-VETR1 | 9
BTZ | C__AENEC002 | 1 |  |  |  | BTZ | I_IBG-VSAL1 | 9
BTZ | C__AENEC009 | 1 |  |  |  | BTZ | I_IED-EWIC1 | 4
BTZ | C__AENRD002 | 1 |  |  |  | BTZ | I_IED-FRAN1 | 9
BTZ | C__AENRD009 | 1 |  |  |  | BTZ | I_IED-MOYL1 | 13
BTZ | C__AENRG002 | 1 |  |  |  | BTZ | I_IEG-EWIC1 | 4
BTZ | C__AENRG009 | 1 |  |  |  | BTZ | I_IEG-FRAN1 | 9
BTZ | C__AFSEN002 | 1 |  |  |  | BTZ | I_IEG-MOYL1 | 13
BTZ | C__AFSEN009 | 1 |  |  |  | BTZ | I_IFD-ACCE1 | 9
BTZ | C__AGANY002 | 1 |  |  |  | BTZ | I_IFD-ARON1 | 9
BTZ | C__AGANY009 | 1 |  |  |  | BTZ | I_IFD-BKWE1 | 9
BTZ | C__AGETW002 | 1 |  |  |  | BTZ | I_IFD-BNPS1 | 9
BTZ | C__AGETW009 | 1 |  |  |  | BTZ | I_IFD-BPGE1 | 9
BTZ | C__AGMTR002 | 1 |  |  |  | BTZ | I_IFD-CGML1 | 9
BTZ | C__AGMTR009 | 1 |  |  |  | BTZ | I_IFD-CNRE1 | 9
BTZ | C__AGNRG002 | 1 |  |  |  | BTZ | I_IFD-DNGN1 | 9
BTZ | C__AGNRG009 | 1 |  |  |  | BTZ | I_IFD-DSKC1 | 9
BTZ | C__AHAVE002 | 1 |  |  |  | BTZ | I_IFD-DUFE1 | 9
BTZ | C__AHAVE009 | 1 |  |  |  | BTZ | I_IFD-ECCA1 | 9
BTZ | C__AHPOW002 | 1 |  |  |  | BTZ | I_IFD-EDFT1 | 9
BTZ | C__AHPOW009 | 1 |  |  |  | BTZ | I_IFD-EDMK1 | 9
BTZ | C__AHUDS002 | 1 |  |  |  | BTZ | I_IFD-EGEN1 | 9
BTZ | C__AHUDS009 | 1 |  |  |  | BTZ | I_IFD-EGLE1 | 9
BTZ | C__AHYDE002 | 1 |  |  |  | BTZ | I_IFD-ELEE1 | 9
BTZ | C__AHYDE009 | 1 |  |  |  | BTZ | I_IFD-ELTR1 | 9
BTZ | C__AIMPO002 | 1 |  |  |  | BTZ | I_IFD-ENEL1 | 9
BTZ | C__AIMPO009 | 1 |  |  |  | BTZ | I_IFD-ENET1 | 9
BTZ | C__ALIGH002 | 1 |  |  |  | BTZ | I_IFD-ENVM1 | 9
BTZ | C__ALIGH009 | 1 |  |  |  | BTZ | I_IFD-EOET1 | 9
BTZ | C__ALIME002 | 1 |  |  |  | BTZ | I_IFD-ERVA1 | 9
BTZ | C__ALIME009 | 1 |  |  |  | BTZ | I_IFD-FPCD1 | 9
BTZ | C__ALOND002 | 1 |  |  |  | BTZ | I_IFD-GASE1 | 9
BTZ | C__ALOND009 | 1 |  |  |  | BTZ | I_IFD-GAZP1 | 9
BTZ | C__AMAGN002 | 1 |  |  |  | BTZ | I_IFD-GDFE1 | 9
BTZ | C__AMAGN009 | 1 |  |  |  | BTZ | I_IFD-IBES1 | 9
BTZ | C__AMRCY002 | 1 |  |  |  | BTZ | I_IFD-INCM1 | 9
BTZ | C__AMRCY009 | 1 |  |  |  | BTZ | I_IFD-INNE1 | 9
BTZ | C__ANATP002 | 1 |  |  |  | BTZ | I_IFD-KCST1 | 9
BTZ | C__ANATP009 | 1 |  |  |  | BTZ | I_IFD-LTFD1 | 9
BTZ | C__ANEWP002 | 1 |  |  |  | BTZ | I_IFD-MCRA1 | 9
BTZ | C__ANEWP009 | 1 |  |  |  | BTZ | I_IFD-MFTE1 | 9
BTZ | C__AOXPO002 | 1 |  |  |  | BTZ | I_IFD-NEAS1 | 9
BTZ | C__AOXPO009 | 1 |  |  |  | BTZ | I_IFD-NSDQ1 | 9
BTZ | C__APGEN002 | 1 |  |  |  | BTZ | I_IFD-NTPL1 | 9
BTZ | C__APGEN009 | 1 |  |  |  | BTZ | I_IFD-PTRS1 | 9
BTZ | C__APURE002 | 1 |  |  |  | BTZ | I_IFD-PWMR1 | 9
BTZ | C__APURE009 | 1 |  |  |  | BTZ | I_IFD-RWES1 | 9
BTZ | C__ARWED002 | 1 |  |  |  | BTZ | I_IFD-SETL1 | 9
BTZ | C__ARWED009 | 1 |  |  |  | BTZ | I_IFD-SPEM1 | 9
BTZ | C__ASMAR002 | 1 |  |  |  | BTZ | I_IFD-STAT1 | 9
BTZ | C__ASMAR009 | 1 |  |  |  | BTZ | I_IFD-TFEE1 | 9
BTZ | C__ASOUT002 | 1 |  |  |  | BTZ | I_IFD-TRLS1 | 9
BTZ | C__ASOUT009 | 1 |  |  |  | BTZ | I_IFD-VSAL1 | 9
BTZ | C__ASPOW002 | 1 |  |  |  | BTZ | I_IFD-VTFS1 | 9
BTZ | C__ASPOW009 | 1 |  |  |  | BTZ | I_IFG-ACCE1 | 9
BTZ | C__ASTAT002 | 1 |  |  |  | BTZ | I_IFG-ARON1 | 9
BTZ | C__ASTAT009 | 1 |  |  |  | BTZ | I_IFG-BKWE1 | 9
BTZ | C__ASYMB002 | 1 |  |  |  | BTZ | I_IFG-BNPS1 | 9
BTZ | C__ASYMB009 | 1 |  |  |  | BTZ | I_IFG-BPGE1 | 9
BTZ | C__ATGPL002 | 1 |  |  |  | BTZ | I_IFG-CGML1 | 9
BTZ | C__ATGPL009 | 1 |  |  |  | BTZ | I_IFG-CNRE1 | 9
BTZ | C__AUKPR002 | 1 |  |  |  | BTZ | I_IFG-DNGN1 | 9
BTZ | C__AUKPR009 | 1 |  |  |  | BTZ | I_IFG-DSKC1 | 9
BTZ | C__AVOLT002 | 1 |  |  |  | BTZ | I_IFG-DUFE1 | 9
BTZ | C__AVOLT009 | 1 |  |  |  | BTZ | I_IFG-ECCA1 | 9
BTZ | C__DANGE001 | 4 |  |  |  | BTZ | I_IFG-EDFT1 | 9
BTZ | C__DANGE010 | 4 |  |  |  | BTZ | I_IFG-EDMK1 | 9
BTZ | C__DANGE014 | 4 |  |  |  | BTZ | I_IFG-EGEN1 | 9
BTZ | C__DAXPO001 | 4 |  |  |  | BTZ | I_IFG-EGLE1 | 9
BTZ | C__DAXPO010 | 4 |  |  |  | BTZ | I_IFG-ELEE1 | 9
BTZ | C__DAXPO014 | 4 |  |  |  | BTZ | I_IFG-ELTR1 | 9
BTZ | C__DCNDL001 | 4 |  |  |  | BTZ | I_IFG-ENEL1 | 9
BTZ | C__DCNDL010 | 4 |  |  |  | BTZ | I_IFG-ENET1 | 9
BTZ | C__DCNDL014 | 4 |  |  |  | BTZ | I_IFG-ENVM1 | 9
BTZ | C__DCNRG001 | 4 |  |  |  | BTZ | I_IFG-EOET1 | 9
BTZ | C__DCNRG010 | 4 |  |  |  | BTZ | I_IFG-ERVA1 | 9
BTZ | C__DCNRG014 | 4 |  |  |  | BTZ | I_IFG-FPCD1 | 9
BTZ | C__DCOOP001 | 4 |  |  |  | BTZ | I_IFG-GASE1 | 9
BTZ | C__DCOOP010 | 4 |  |  |  | BTZ | I_IFG-GAZP1 | 9
BTZ | C__DCOOP014 | 4 |  |  |  | BTZ | I_IFG-GDFE1 | 9
BTZ | C__DCOUL001 | 4 |  |  |  | BTZ | I_IFG-IBES1 | 9
BTZ | C__DCOUL010 | 4 |  |  |  | BTZ | I_IFG-INCM1 | 9
BTZ | C__DCOUL014 | 4 |  |  |  | BTZ | I_IFG-INNE1 | 9
BTZ | C__DECOA001 | 4 |  |  |  | BTZ | I_IFG-KCST1 | 9
BTZ | C__DECOA010 | 4 |  |  |  | BTZ | I_IFG-LTFD1 | 9
BTZ | C__DECOA014 | 4 |  |  |  | BTZ | I_IFG-MCRA1 | 9
BTZ | C__DECOT001 | 4 |  |  |  | BTZ | I_IFG-MFTE1 | 9
BTZ | C__DECOT010 | 4 |  |  |  | BTZ | I_IFG-NEAS1 | 9
BTZ | C__DECOT014 | 4 |  |  |  | BTZ | I_IFG-NSDQ1 | 9
BTZ | C__DEDGE014 | 4 |  |  |  | BTZ | I_IFG-NTPL1 | 9
BTZ | C__DEMEB001 | 4 |  |  |  | BTZ | I_IFG-PTRS1 | 9
BTZ | C__DEMEB010 | 4 |  |  |  | BTZ | I_IFG-PWMR1 | 9
BTZ | C__DEMEB014 | 4 |  |  |  | BTZ | I_IFG-RWES1 | 9
BTZ | C__DENDC001 | 4 |  |  |  | BTZ | I_IFG-SETL1 | 9
BTZ | C__DENDC010 | 4 |  |  |  | BTZ | I_IFG-SPEM1 | 9
BTZ | C__DENDC014 | 4 |  |  |  | BTZ | I_IFG-STAT1 | 9
BTZ | C__DENRD001 | 4 |  |  |  | BTZ | I_IFG-TFEE1 | 9
BTZ | C__DENRD010 | 4 |  |  |  | BTZ | I_IFG-TRLS1 | 9
BTZ | C__DENRD014 | 4 |  |  |  | BTZ | I_IFG-VSAL1 | 9
BTZ | C__DENRG001 | 4 |  |  |  | BTZ | I_IFG-VTFS1 | 9
BTZ | C__DENRG010 | 4 |  |  |  | BTZ | I_IID-AXPO1 | 4
BTZ | C__DENRG014 | 4 |  |  |  | BTZ | I_IID-BGSE1 | 4
BTZ | C__DEXGL001 | 4 |  |  |  | BTZ | I_IID-BRKF1 | 4
BTZ | C__DEXGL010 | 4 |  |  |  | BTZ | I_IID-CAPT1 | 4
BTZ | C__DEXGL014 | 4 |  |  |  | BTZ | I_IID-CNGS1 | 4
BTZ | C__DFSEN001 | 4 |  |  |  | BTZ | I_IID-DSKC1 | 4
BTZ | C__DFSEN010 | 4 |  |  |  | BTZ | I_IID-EGEN1 | 4
BTZ | C__DFSEN014 | 4 |  |  |  | BTZ | I_IID-ELTR1 | 4
BTZ | C__DGANY001 | 4 |  |  |  | BTZ | I_IID-ENGI1 | 4
BTZ | C__DGANY010 | 4 |  |  |  | BTZ | I_IID-ERVA1 | 4
BTZ | C__DGANY014 | 4 |  |  |  | BTZ | I_IID-ESBI1 | 4
BTZ | C__DGMTR001 | 4 |  |  |  | BTZ | I_IID-ESBI2 | 4
BTZ | C__DGMTR010 | 4 |  |  |  | BTZ | I_IID-INCM1 | 4
BTZ | C__DGMTR014 | 4 |  |  |  | BTZ | I_IID-LTFD1 | 4
BTZ | C__DGNRG001 | 4 |  |  |  | BTZ | I_IID-NSEN1 | 4
BTZ | C__DGNRG010 | 4 |  |  |  | BTZ | I_IID-PRNI1 | 4
BTZ | C__DGNRG014 | 4 |  |  |  | BTZ | I_IID-RWES1 | 4
BTZ | C__DHAVE001 | 4 |  |  |  | BTZ | I_IID-SEEL1 | 4
BTZ | C__DHAVE010 | 4 |  |  |  | BTZ | I_IID-SSES1 | 4
BTZ | C__DHAVE014 | 4 |  |  |  | BTZ | I_IID-STAT1 | 4
BTZ | C__DHPOW001 | 4 |  |  |  | BTZ | I_IID-TRLS1 | 4
BTZ | C__DHPOW010 | 4 |  |  |  | BTZ | I_IID-VAYU1 | 4
BTZ | C__DHPOW014 | 4 |  |  |  | BTZ | I_IID-VESL1 | 4
BTZ | C__DHYDE001 | 4 |  |  |  | BTZ | I_IIG-AXPO1 | 4
BTZ | C__DHYDE010 | 4 |  |  |  | BTZ | I_IIG-BGSE1 | 4
BTZ | C__DHYDE014 | 4 |  |  |  | BTZ | I_IIG-BRKF1 | 4
BTZ | C__DIMPO001 | 4 |  |  |  | BTZ | I_IIG-CAPT1 | 4
BTZ | C__DIMPO010 | 4 |  |  |  | BTZ | I_IIG-CNGS1 | 4
BTZ | C__DIMPO014 | 4 |  |  |  | BTZ | I_IIG-DSKC1 | 4
BTZ | C__DLIGH001 | 4 |  |  |  | BTZ | I_IIG-EGEN1 | 4
BTZ | C__DLIGH010 | 4 |  |  |  | BTZ | I_IIG-ELTR1 | 4
BTZ | C__DLIGH014 | 4 |  |  |  | BTZ | I_IIG-ENGI1 | 4
BTZ | C__DLOND001 | 4 |  |  |  | BTZ | I_IIG-ERVA1 | 4
BTZ | C__DLOND010 | 4 |  |  |  | BTZ | I_IIG-ESBI1 | 4
BTZ | C__DLOND014 | 4 |  |  |  | BTZ | I_IIG-ESBI2 | 4
BTZ | C__DMAGN001 | 4 |  |  |  | BTZ | I_IIG-INCM1 | 4
BTZ | C__DMAGN010 | 4 |  |  |  | BTZ | I_IIG-LTFD1 | 4
BTZ | C__DMAGN014 | 4 |  |  |  | BTZ | I_IIG-NSEN1 | 4
BTZ | C__DMANW001 | 4 |  |  |  | BTZ | I_IIG-PRNI1 | 4
BTZ | C__DMANW010 | 4 |  |  |  | BTZ | I_IIG-RWES1 | 4
BTZ | C__DMANW014 | 4 |  |  |  | BTZ | I_IIG-SEEL1 | 4
BTZ | C__DNATP001 | 4 |  |  |  | BTZ | I_IIG-SSES1 | 4
BTZ | C__DNATP010 | 4 |  |  |  | BTZ | I_IIG-STAT1 | 4
BTZ | C__DNATP014 | 4 |  |  |  | BTZ | I_IIG-TRLS1 | 4
BTZ | C__DOSMI001 | 4 |  |  |  | BTZ | I_IIG-VAYU1 | 4
BTZ | C__DOSMI010 | 4 |  |  |  | BTZ | I_IIG-VESL1 | 4
BTZ | C__DOSMI014 | 4 |  |  |  | BTZ | I_IMD-AXPO1 | 13
BTZ | C__DOVOE001 | 4 |  |  |  | BTZ | I_IMD-BGSE1 | 13
BTZ | C__DOVOE010 | 4 |  |  |  | BTZ | I_IMD-BRKF1 | 13
BTZ | C__DOVOE014 | 4 |  |  |  | BTZ | I_IMD-CAPT1 | 13
BTZ | C__DOXPO001 | 4 |  |  |  | BTZ | I_IMD-CNGS1 | 13
BTZ | C__DOXPO010 | 4 |  |  |  | BTZ | I_IMD-DSKC1 | 13
BTZ | C__DOXPO014 | 4 |  |  |  | BTZ | I_IMD-EGEN1 | 13
BTZ | C__DPGEN001 | 4 |  |  |  | BTZ | I_IMD-ELTR1 | 13
BTZ | C__DPGEN010 | 4 |  |  |  | BTZ | I_IMD-ENGI1 | 13
BTZ | C__DPGEN014 | 4 |  |  |  | BTZ | I_IMD-ERVA1 | 13
BTZ | C__DPURE001 | 4 |  |  |  | BTZ | I_IMD-ESBE1 | 13
BTZ | C__DPURE010 | 4 |  |  |  | BTZ | I_IMD-ESBI1 | 13
BTZ | C__DPURE014 | 4 |  |  |  | BTZ | I_IMD-INCM1 | 13
BTZ | C__DREGE001 | 4 |  |  |  | BTZ | I_IMD-LTFD1 | 13
BTZ | C__DREGE010 | 4 |  |  |  | BTZ | I_IMD-NIRE1 | 13
BTZ | C__DREGE014 | 4 |  |  |  | BTZ | I_IMD-NSEN1 | 13
BTZ | C__DRWED001 | 4 |  |  |  | BTZ | I_IMG-INCM1 | 13
BTZ | C__DRWED010 | 4 |  |  |  | BTZ | I_IMD-RWES1 | 13
BTZ | C__DRWED014 | 4 |  |  |  | BTZ | I_IMD-SEEL1 | 13
BTZ | C__DSAPH001 | 4 |  |  |  | BTZ | I_IMD-SPEM1 | 13
BTZ | C__DSAPH010 | 4 |  |  |  | BTZ | I_IMD-SSTH1 | 13
BTZ | C__DSAPH014 | 4 |  |  |  | BTZ | I_IMD-STAT1 | 13
BTZ | C__DSMAR001 | 4 |  |  |  | BTZ | I_IMD-TRLS1 | 13
BTZ | C__DSMAR010 | 4 |  |  |  | BTZ | I_IMD-VESL1 | 13
BTZ | C__DSMAR014 | 4 |  |  |  | BTZ | I_IMG-AXPO1 | 13
BTZ | C__DSOUT001 | 4 |  |  |  | BTZ | I_IMG-BGSE1 | 13
BTZ | C__DSOUT010 | 4 |  |  |  | BTZ | I_IMG-BRKF1 | 13
BTZ | C__DSOUT014 | 4 |  |  |  | BTZ | I_IMG-CAPT1 | 13
BTZ | C__DSPOW001 | 4 |  |  |  | BTZ | I_IMG-CNGS1 | 13
BTZ | C__DSPOW010 | 4 |  |  |  | BTZ | I_IMG-DSKC1 | 13
BTZ | C__DSPOW014 | 4 |  |  |  | BTZ | I_IMG-EGEN1 | 13
BTZ | C__DSTAT001 | 4 |  |  |  | BTZ | I_IMG-ELTR1 | 13
BTZ | C__DSTAT010 | 4 |  |  |  | BTZ | I_IMG-ENGI1 | 13
BTZ | C__DSTAT014 | 4 |  |  |  | BTZ | I_IMG-ERVA1 | 13
BTZ | C__DTGPL001 | 4 |  |  |  | BTZ | I_IMG-ESBE1 | 13
BTZ | C__DTGPL010 | 4 |  |  |  | BTZ | I_IMG-ESBI1 | 13
BTZ | C__DTGPL014 | 4 |  |  |  | BTZ | I_IMG-LTFD1 | 13
BTZ | C__DVETS001 | 4 |  |  |  | BTZ | I_IMG-NIRE1 | 13
BTZ | C__DVETS010 | 4 |  |  |  | BTZ | I_IMG-NSEN1 | 13
BTZ | C__DVETS014 | 4 |  |  |  | BTZ | I_IMG-RWES1 | 13
BTZ | C__DVOLT001 | 4 |  |  |  | BTZ | I_IMG-SEEL1 | 13
BTZ | C__DVOLT010 | 4 |  |  |  | BTZ | I_IMG-SPEM1 | 13
BTZ | C__DVOLT014 | 4 |  |  |  | BTZ | I_IMG-SSTH1 | 13
BTZ | C__FANGE003 | 6 |  |  |  | BTZ | I_IMG-STAT1 | 13
BTZ | C__FANGE012 | 6 |  |  |  | BTZ | I_IMG-TRLS1 | 13
BTZ | C__FAXPO003 | 6 |  |  |  | BTZ | I_IMG-VESL1 | 13
BTZ | C__FAXPO012 | 6 |  |  |  | BTZ | I_EAD-NEMO1 | 9
BTZ | C__FCNDL003 | 6 |  |  |  | BTZ | I_EAG-NEMO1 | 9
BTZ | C__FCNDL012 | 6 |  |  |  | BTZ | I_IND-NEMO1 | 9
BTZ | C__FCNRG003 | 6 |  |  |  | BTZ | I_ING-NEMO1 | 9
BTZ | C__FCNRG012 | 6
BTZ | C__FCOOP003 | 6 |  |  |  | BTZ | M_ACTLLU_C | 3
BTZ | C__FCOOP012 | 6 |  |  |  | BTZ | M_CAS-BEU01 | 14
BTZ | C__FCOUL003 | 6 |  |  |  | BTZ | M_CAS-CLU01 | 14
BTZ | C__FCOUL012 | 6 |  |  |  | BTZ | M_CAS-CON01 | 14
BTZ | C__FECOT003 | 6 |  |  |  | BTZ | M_CAS-GAR01 | 14
BTZ | C__FECOT012 | 6 |  |  |  | BTZ | M_CAS-KIL01 | 14
BTZ | C__FEMEB003 | 6 |  |  |  | BTZ | M_CAS-MOR01 | 14
BTZ | C__FEMEB012 | 6 |  |  |  | BTZ | M_GRTO | 6
BTZ | C__FENDC003 | 6 |  |  |  | BTZ | M_SLOY-1 | 14
BTZ | C__FENDC012 | 6 |  |  |  | BTZ | M_SLOY-4 | 14
BTZ | C__FENRD003 | 6 |  |  |  | BTZ | M_TEMP | 12
BTZ | C__FENRD012 | 6 |  |  |  | BTZ | T__HYELT002 | 8
BTZ | C__FENRG003 | 6 |  |  |  | BTZ | T__KYELT003 | 10
BTZ | C__FENRG012 | 6 |  |  |  | BTZ | T__MYELT001 | 12
BTZ | C__FEURO012 | 6 |  |  |  | BTZ | T_ABRBO-1 | 14
BTZ | C__FFLEX003 | 6 |  |  |  | BTZ | T_ABTH7 | 10
BTZ | C__FFLEX012 | 6 |  |  |  | BTZ | T_ABTH7G | 10
BTZ | C__FFSEN003 | 6 |  |  |  | BTZ | T_ABTH8 | 10
BTZ | C__FFSEN012 | 6 |  |  |  | BTZ | T_ABTH8G | 10
BTZ | C__FGANY003 | 6 |  |  |  | BTZ | T_ABTH9 | 10
BTZ | C__FGANY012 | 6 |  |  |  | BTZ | T_ABTH9G | 10
BTZ | C__FGMTR003 | 6 |  |  |  | BTZ | T_ABTHD | 10
BTZ | C__FGMTR012 | 6 |  |  |  | BTZ | T_ACHRW-1 | 14
BTZ | C__FGNRG003 | 6 |  |  |  | BTZ | T_AFTOW-1 | 13
BTZ | C__FGNRG012 | 6 |  |  |  | BTZ | T_AKGLW-2 | 13
BTZ | C__FHAVE003 | 6 |  |  |  | BTZ | T_AKGLD-2 | 13
BTZ | C__FHAVE012 | 6 |  |  |  | BTZ | T_ALUKD-1 | 12
BTZ | C__FHPOW003 | 6 |  |  |  | BTZ | T_ANGLD-1 | 4
BTZ | C__FHPOW012 | 6 |  |  |  | BTZ | T_ANSUW-1 | 14
BTZ | C__FHUDS003 | 6 |  |  |  | BTZ | T_ARCHW-1 | 13
BTZ | C__FHUDS012 | 6 |  |  |  | BTZ | T_BAGE-1 | 10
BTZ | C__FHYDE003 | 6 |  |  |  | BTZ | T_BAGE-2 | 10
BTZ | C__FHYDE012 | 6 |  |  |  | BTZ | T_BAGED-1 | 10
BTZ | C__FIMPO003 | 6 |  |  |  | BTZ | T_BAGTD-1 | 13
BTZ | C__FIMPO012 | 6 |  |  |  | BTZ | T_BARK_NR | 3
BTZ | C__FLIGH003 | 6 |  |  |  | BTZ | T_BARK-1 | 3
BTZ | C__FLIGH012 | 6 |  |  |  | BTZ | T_BARKB2 | 3
BTZ | C__FLOND003 | 6 |  |  |  | BTZ | T_BARK-CTRL | 3
BTZ | C__FLOND012 | 6 |  |  |  | BTZ | T_BDCHW-1 | 14
BTZ | C__FMAGN003 | 6 |  |  |  | BTZ | T_BEATD-1 | 14
BTZ | C__FMAGN012 | 6 |  |  |  | BTZ | T_BEATO-1 | 14
BTZ | C__FMRCY003 | 6 |  |  |  | BTZ | T_BEATO-2 | 14
BTZ | C__FMRCY012 | 6 |  |  |  | BTZ | T_BEATO-3 | 14
BTZ | C__FNATP003 | 6 |  |  |  | BTZ | T_BEATO-4 | 14
BTZ | C__FNATP012 | 6 |  |  |  | BTZ | T_BEINW-1 | 14
BTZ | C__FNEWP003 | 6 |  |  |  | BTZ | T_BHLAW-1 | 14
BTZ | C__FNEWP012 | 6 |  |  |  | BTZ | T_BLKWW-1 | 13
BTZ | C__FOSMI003 | 6 |  |  |  | BTZ | T_BLLA-1 | 13
BTZ | C__FOSMI012 | 6 |  |  |  | BTZ | T_BLLA-2 | 13
BTZ | C__FPGEN003 | 6 |  |  |  | BTZ | T_BOWLW-1 | 7
BTZ | C__FPGEN012 | 6 |  |  |  | BTZ | T_BPGRD-1 | 13
BTZ | C__FPOWQ003 | 6 |  |  |  | BTZ | T_BPGRD-2 | 13
BTZ | C__FPOWQ012 | 6 |  |  |  | BTZ | T_BRBEO-1 | 4
BTZ | C__FPURE003 | 6 |  |  |  | BTZ | T_BRER_RTK | 5
BTZ | C__FPURE012 | 6 |  |  |  | BTZ | T_BUSH_RTK | 1
BTZ | C__FREGE003 | 6 |  |  |  | BTZ | T_CARR-1 | 4
BTZ | C__FREGE012 | 6 |  |  |  | BTZ | T_CARR-2 | 4
BTZ | C__FRWED003 | 6 |  |  |  | BTZ | T_CASKD-1 | 4
BTZ | C__FRWED012 | 6 |  |  |  | BTZ | T_CDCL-1 | 2
BTZ | C__FSAPH012 | 6 |  |  |  | BTZ | T_CGTHW-1 | 14
BTZ | C__FSMAR003 | 6 |  |  |  | BTZ | T_CLACD-1 | 14
BTZ | C__FSMAR012 | 6 |  |  |  | BTZ | T_CLDCW-1 | 13
BTZ | C__FSOUT003 | 6 |  |  |  | BTZ | T_CLDNW-1 | 13
BTZ | C__FSOUT012 | 6 |  |  |  | BTZ | T_CLDSW-1 | 13
BTZ | C__FSPOW003 | 6 |  |  |  | BTZ | T_CNQPS-1 | 4
BTZ | C__FSPOW012 | 6 |  |  |  | BTZ | T_CNQPS-2 | 4
BTZ | C__FSTAT003 | 6 |  |  |  | BTZ | T_CNQPS-3 | 4
BTZ | C__FSTAT012 | 6 |  |  |  | BTZ | T_CNQPS-4 | 4
BTZ | C__FSYMB003 | 6 |  |  |  | BTZ | T_CORM_RTK | 1
BTZ | C__FSYMB012 | 6 |  |  |  | BTZ | T_COSO-1 | 1
BTZ | C__FTGPL003 | 6 |  |  |  | BTZ | T_COTPS-1 | 2
BTZ | C__FTGPL012 | 6 |  |  |  | BTZ | T_COTPS-2 | 2
BTZ | C__FVETS003 | 6 |  |  |  | BTZ | T_COTPS-3 | 2
BTZ | C__FVETS012 | 6 |  |  |  | BTZ | T_COTPS-4 | 2
BTZ | C__FVOLT003 | 6 |  |  |  | BTZ | T_COTPS-S | 2
BTZ | C__FVOLT012 | 6 |  |  |  | BTZ | T_COUWW-1 | 14
BTZ | C__JANGE001 | 9 |  |  |  | BTZ | T_CRGHD-1 | 14
BTZ | C__JAXPO001 | 9 |  |  |  | BTZ | T_CRGHW-1 | 14
BTZ | C__JCNDL001 | 9 |  |  |  | BTZ | T_CRMLD-1 | 14
BTZ | C__JCOOP001 | 9 |  |  |  | BTZ | T_CRMLW-1 | 14
BTZ | C__JCOUL001 | 9 |  |  |  | BTZ | T_CRUA-1 | 13
BTZ | C__JECOA001 | 9 |  |  |  | BTZ | T_CRUA-2 | 13
BTZ | C__JECOT001 | 9 |  |  |  | BTZ | T_CRUA-3 | 13
BTZ | C__JEMEB001 | 9 |  |  |  | BTZ | T_CRUA-4 | 13
BTZ | C__JENDC001 | 9 |  |  |  | BTZ | T_CRUAD-1 | 13
BTZ | C__JENRD001 | 9 |  |  |  | BTZ | T_CRYRD-2 | 13
BTZ | C__JENRG001 | 9 |  |  |  | BTZ | T_CRYRW-2 | 13
BTZ | C__JFSEN001 | 9 |  |  |  | BTZ | T_CRYRW-3 | 13
BTZ | C__JGANY001 | 9 |  |  |  | BTZ | T_DALRD-1 | 13
BTZ | C__JGMTR001 | 9 |  |  |  | BTZ | T_DAMC-1 | 9
BTZ | C__JGNRG001 | 9 |  |  |  | BTZ | T_DDGND-1 | 1
BTZ | C__JHAVE001 | 9 |  |  |  | BTZ | T_DDGNO-1 | 1
BTZ | C__JHPOW001 | 9 |  |  |  | BTZ | T_DDGNO-2 | 1
BTZ | C__JHYDE001 | 9 |  |  |  | BTZ | T_DDGNO-3 | 1
BTZ | C__JIMPO001 | 9 |  |  |  | BTZ | T_DDGNO-4 | 1
BTZ | C__JLIGH001 | 9 |  |  |  | BTZ | T_DEAND-1 | 14
BTZ | C__JLOND001 | 9 |  |  |  | BTZ | T_DEEP-1 | 4
BTZ | C__JMAGN001 | 9 |  |  |  | BTZ | T_DIDCB5 | 8
BTZ | C__JNATP001 | 9 |  |  |  | BTZ | T_DIDCB6 | 8
BTZ | C__JOXPO001 | 9 |  |  |  | BTZ | T_DINO-1 | 4
BTZ | C__JPGEN001 | 9 |  |  |  | BTZ | T_DINO-2 | 4
BTZ | C__JPURE001 | 9 |  |  |  | BTZ | T_DINO-3 | 4
BTZ | C__JRWED001 | 9 |  |  |  | BTZ | T_DINO-4 | 4
BTZ | C__JSMAR001 | 9 |  |  |  | BTZ | T_DINO-5 | 4
BTZ | C__JSOUT001 | 9 |  |  |  | BTZ | T_DINO-6 | 4
BTZ | C__JSPOW001 | 9 |  |  |  | BTZ | T_DNGB21 | 9
BTZ | C__JSTAT001 | 9 |  |  |  | BTZ | T_DNGB22 | 9
BTZ | C__JTGPL001 | 9 |  |  |  | BTZ | T_DNGB-D | 9
BTZ | C__JVETS001 | 9 |  |  |  | BTZ | T_DNLWW-1 | 13
BTZ | C__JVOLT001 | 9 |  |  |  | BTZ | T_DOREW-1 | 14
BTZ | C__KANGE004 | 10 |  |  |  | BTZ | T_DOREW-2 | 14
BTZ | C__KAXPO004 | 10 |  |  |  | BTZ | T_DRAXX-1 | 12
BTZ | C__KCNDL004 | 10 |  |  |  | BTZ | T_DRAXX-10G | 12
BTZ | C__KCOOP004 | 10 |  |  |  | BTZ | T_DRAXX-12G | 12
BTZ | C__KCOUL004 | 10 |  |  |  | BTZ | T_DRAXX-2 | 12
BTZ | C__KECOA004 | 10 |  |  |  | BTZ | T_DRAXX-3 | 12
BTZ | C__KECOT004 | 10 |  |  |  | BTZ | T_DRAXX-4 | 12
BTZ | C__KEMEB004 | 10 |  |  |  | BTZ | T_DRAXX-5 | 12
BTZ | C__KENDC004 | 10 |  |  |  | BTZ | T_DRAXX-6 | 12
BTZ | C__KENRD004 | 10 |  |  |  | BTZ | T_DRAXX-9G | 12
BTZ | C__KENRG004 | 10 |  |  |  | BTZ | T_DRSLW-1 | 13
BTZ | C__KFSEN004 | 10 |  |  |  | BTZ | T_DUNGA-D | 9
BTZ | C__KGANY004 | 10 |  |  |  | BTZ | T_DUNGW-1 | 14
BTZ | C__KGMTR004 | 10 |  |  |  | BTZ | T_ECCFD-1 | 13
BTZ | C__KGNRG004 | 10 |  |  |  | BTZ | T_EDINW-1 | 14
BTZ | C__KHAVE004 | 10 |  |  |  | BTZ | T_EECL-1 | 3
BTZ | C__KHPOW004 | 10 |  |  |  | BTZ | T_EGGPS-1 | 12
BTZ | C__KHUDS004 | 10 |  |  |  | BTZ | T_EGGPS-2 | 12
BTZ | C__KHYDE004 | 10 |  |  |  | BTZ | T_EGGPS-3 | 12
BTZ | C__KIMPO004 | 10 |  |  |  | BTZ | T_EGGPS-4 | 12
BTZ | C__KLIGH004 | 10 |  |  |  | BTZ | T_EGGPS-D | 12
BTZ | C__KLOND004 | 10 |  |  |  | BTZ | T_EGLSD-1 | 13
BTZ | C__KMAGN004 | 10 |  |  |  | BTZ | T_ELSTR-1 | 1
BTZ | C__KNATP004 | 10 |  |  |  | BTZ | T_ELVAD-1 | 13
BTZ | C__KNEWP004 | 10 |  |  |  | BTZ | T_ERRO-1 | 14
BTZ | C__KOSMI004 | 10 |  |  |  | BTZ | T_ERRO-2 | 14
BTZ | C__KPGEN004 | 10 |  |  |  | BTZ | T_ERRO-3 | 14
BTZ | C__KPURE004 | 10 |  |  |  | BTZ | T_EWHLW-1 | 13
BTZ | C__KREGE004 | 10 |  |  |  | BTZ | T_EXMOSSD-1 | 13
BTZ | C__KRWED004 | 10 |  |  |  | BTZ | T_FALGD-1 | 13
BTZ | C__KSMAR004 | 10 |  |  |  | BTZ | T_FALGW-1 | 13
BTZ | C__KSOUT004 | 10 |  |  |  | BTZ | T_FARR-1 | 14
BTZ | C__KSPOW004 | 10 |  |  |  | BTZ | T_FARR-2 | 14
BTZ | C__KSTAT004 | 10 |  |  |  | BTZ | T_FASN-1 | 14
BTZ | C__KTGPL004 | 10 |  |  |  | BTZ | T_FASN-2 | 14
BTZ | C__KVETS004 | 10 |  |  |  | BTZ | T_FFES-1 | 4
BTZ | C__KVOLT004 | 10 |  |  |  | BTZ | T_FFES-2 | 4
BTZ | C__MANGE005 | 12 |  |  |  | BTZ | T_FFES-3 | 4
BTZ | C__MAXPO005 | 12 |  |  |  | BTZ | T_FFES-4 | 4
BTZ | C__MCNDL005 | 12 |  |  |  | BTZ | T_FFESST1 | 4
BTZ | C__MCOUL005 | 12 |  |  |  | BTZ | T_FIDL-1 | 4
BTZ | C__MECOA005 | 12 |  |  |  | BTZ | T_FIDL-2 | 4
BTZ | C__MECOT005 | 12 |  |  |  | BTZ | T_FIDL-2G | 4
BTZ | C__MEMEB005 | 12 |  |  |  | BTZ | T_FIDL-3 | 4
BTZ | C__MENDC005 | 12 |  |  |  | BTZ | T_FIDL-3G | 4
BTZ | C__MENRD005 | 12 |  |  |  | BTZ | T_FIDL-4 | 4
BTZ | C__MENRG005 | 12 |  |  |  | BTZ | T_FIDLST1 | 4
BTZ | C__MFSEN005 | 12 |  |  |  | BTZ | T_FINL-1 | 14
BTZ | C__MGANY005 | 12 |  |  |  | BTZ | T_FOXJD-1 | 8
BTZ | C__MGMTR005 | 12 |  |  |  | BTZ | T_FOXJD-2 | 8
BTZ | C__MGNRG005 | 12 |  |  |  | BTZ | T_FOYE-1 | 14
BTZ | C__MHAVE005 | 12 |  |  |  | BTZ | T_FOYE-2 | 14
BTZ | C__MHPOW005 | 12 |  |  |  | BTZ | T_FOYED-1 | 14
BTZ | C__MHUDS005 | 12 |  |  |  | BTZ | T_FROD_NR | 4
BTZ | C__MHYDE005 | 12 |  |  |  | BTZ | T_FSDLW-1 | 14
BTZ | C__MIMPO005 | 12 |  |  |  | BTZ | T_GANW-11 | 1
BTZ | C__MLIGH005 | 12 |  |  |  | BTZ | T_GANW-13 | 1
BTZ | C__MLOND005 | 12 |  |  |  | BTZ | T_GANW-22 | 1
BTZ | C__MMAGN005 | 12 |  |  |  | BTZ | T_GANW-24 | 1
BTZ | C__MMRCY005 | 12 |  |  |  | BTZ | T_GLEND-1 | 14
BTZ | C__MNATP005 | 12 |  |  |  | BTZ | T_GLNDO-1 | 14
BTZ | C__MNEWP005 | 12 |  |  |  | BTZ | T_GLNDOD1 | 14
BTZ | C__MOSMI005 | 12 |  |  |  | BTZ | T_GLNG | 9
BTZ | C__MPGEN005 | 12 |  |  |  | BTZ | T_GLWSW-1 | 13
BTZ | C__MPURE005 | 12 |  |  |  | BTZ | T_GNAPW-1 | 13
BTZ | C__MRWED005 | 12 |  |  |  | BTZ | T_GNFSW-1 | 1
BTZ | C__MSAPH005 | 12 |  |  |  | BTZ | T_GNFSW-2 | 1
BTZ | C__MSMAR005 | 12 |  |  |  | BTZ | T_GNHLD-1 | 13
BTZ | C__MSOUT005 | 12 |  |  |  | BTZ | T_GNHLD-2 | 13
BTZ | C__MSPOW005 | 12 |  |  |  | BTZ | T_GNHLD-3 | 13
BTZ | C__MSTAT005 | 12 |  |  |  | BTZ | T_GORDD-1 | 14
BTZ | C__MTGPL005 | 12 |  |  |  | BTZ | T_GORDW-1 | 14
BTZ | C__MVETS005 | 12 |  |  |  | BTZ | T_GOWKD-1 | 13
BTZ | C__MVOLT005 | 12 |  |  |  | BTZ | T_GRAI1G | 9
BTZ | C__NANGE013 | 13 |  |  |  | BTZ | T_GRAI4G | 9
BTZ | C__NAXPO013 | 13 |  |  |  | BTZ | T_GRAI-6 | 9
BTZ | C__NCNDL013 | 13 |  |  |  | BTZ | T_GRAI-7 | 9
BTZ | C__NCOOP013 | 13 |  |  |  | BTZ | T_GRAI-8 | 9
BTZ | C__NCOUL013 | 13 |  |  |  | BTZ | T_GRAI-S | 9
BTZ | C__NECOA013 | 13 |  |  |  | BTZ | T_GRGBW-1 | 1
BTZ | C__NECOT013 | 13 |  |  |  | BTZ | T_GRGBW-2 | 1
BTZ | C__NEMEB013 | 13 |  |  |  | BTZ | T_GRGBW-3 | 1
BTZ | C__NENDC013 | 13 |  |  |  | BTZ | T_GRIFW-1 | 14
BTZ | C__NENEC013 | 13 |  |  |  | BTZ | T_GRIFW-2 | 14
BTZ | C__NENRD013 | 13 |  |  |  | BTZ | T_GRIFWD-1 | 14
BTZ | C__NENRG013 | 13 |  |  |  | BTZ | T_GRMO-1 | 13
BTZ | C__NFSEN013 | 13 |  |  |  | BTZ | T_GYMR-15 | 4
BTZ | C__NGANY013 | 13 |  |  |  | BTZ | T_GYMR-17 | 4
BTZ | C__NGMTR013 | 13 |  |  |  | BTZ | T_GYMR-26 | 4
BTZ | C__NGNRG013 | 13 |  |  |  | BTZ | T_GYMR-28 | 4
BTZ | C__NHAVE013 | 13 |  |  |  | BTZ | T_GYMRD-16 | 4
BTZ | C__NHPOW013 | 13 |  |  |  | BTZ | T_GYMRD-2 | 4
BTZ | C__NHUDS013 | 13 |  |  |  | BTZ | T_GYMRD-E10 | 4
BTZ | C__NHYDE013 | 13 |  |  |  | BTZ | T_GYMRD-E11 | 4
BTZ | C__NIMPO013 | 13 |  |  |  | BTZ | T_GYMRD-W10 | 4
BTZ | C__NLIGH013 | 13 |  |  |  | BTZ | T_GYMRD-W11 | 4
BTZ | C__NLOND013 | 13 |  |  |  | BTZ | T_HADHW-1 | 13
BTZ | C__NMAGN006 | 13 |  |  |  | BTZ | T_HARK_NR | 7
BTZ | C__NMAGN007 | 13 |  |  |  | BTZ | T_HEYM11 | 7
BTZ | C__NMAGN013 | 13 |  |  |  | BTZ | T_HEYM12 | 7
BTZ | C__NNATP013 | 13 |  |  |  | BTZ | T_HEYM27 | 7
BTZ | C__NNEWP013 | 13 |  |  |  | BTZ | T_HEYM28 | 7
BTZ | C__NOSMI013 | 13 |  |  |  | BTZ | T_HEYM2-D | 7
BTZ | C__NPGEN013 | 13 |  |  |  | BTZ | T_HINB-7 | 11
BTZ | C__NPURE013 | 13 |  |  |  | BTZ | T_HINB-8 | 11
BTZ | C__NRHOD013 | 13 |  |  |  | BTZ | T_HINB-D | 11
BTZ | C__NRWED013 | 13 |  |  |  | BTZ | T_HINPA-D | 11
BTZ | C__NSAPH013 | 13 |  |  |  | BTZ | T_HMGTO-1 | 12
BTZ | C__NSMAR013 | 13 |  |  |  | BTZ | T_HMGTO-2 | 12
BTZ | C__NSOUT013 | 13 |  |  |  | BTZ | T_HOWAO-2 | 12
BTZ | C__NSPOW013 | 13 |  |  |  | BTZ | T_HPC-CES | 11
BTZ | C__NSTAT013 | 13 |  |  |  | BTZ | T_HRSTW-1 | 13
BTZ | C__NVETS013 | 13 |  |  |  | BTZ | T_HRTL-1 | 6
BTZ | C__NVOLT013 | 13 |  |  |  | BTZ | T_HRTL-2 | 6
BTZ | C__PANGE008 | 14 |  |  |  | BTZ | T_HUMR-1 | 12
BTZ | C__PANGE011 | 14 |  |  |  | BTZ | T_HUMRD-1 | 12
BTZ | C__PAXPO008 | 14 |  |  |  | BTZ | T_HUNB-7 | 13
BTZ | C__PAXPO011 | 14 |  |  |  | BTZ | T_HUNB-8 | 13
BTZ | C__PCNDL008 | 14 |  |  |  | BTZ | T_HUNB-D | 13
BTZ | C__PCNDL011 | 14 |  |  |  | BTZ | T_INDQ-1 | 11
BTZ | C__PCNRG008 | 14 |  |  |  | BTZ | T_INGAD-1 | 14
BTZ | C__PCNRG011 | 14 |  |  |  | BTZ | T_INWID-1 | 13
BTZ | C__PCOOP008 | 14 |  |  |  | BTZ | T_JGPR-1 | 2
BTZ | C__PCOOP011 | 14 |  |  |  | BTZ | T_KEAD-1 | 12
BTZ | C__PCOUL008 | 14 |  |  |  | BTZ | T_KEADGT-3 | 12
BTZ | C__PCOUL011 | 14 |  |  |  | BTZ | T_KILBW-1 | 14
BTZ | C__PECOT008 | 14 |  |  |  | BTZ | T_KILBWD-1 | 14
BTZ | C__PECOT011 | 14 |  |  |  | BTZ | T_KILLPG-1 | 12
BTZ | C__PEMEB008 | 14 |  |  |  | BTZ | T_KILLPG-2 | 12
BTZ | C__PEMEB011 | 14 |  |  |  | BTZ | T_KILNS-1 | 12
BTZ | C__PENDC008 | 14 |  |  |  | BTZ | T_KLGLW-1 | 13
BTZ | C__PENDC011 | 14 |  |  |  | BTZ | T_KPMRW-1 | 13
BTZ | C__PENEC008 | 14 |  |  |  | BTZ | T_KSGND-1 | 3
BTZ | C__PENEC011 | 14 |  |  |  | BTZ | T_KSGND-2 | 3
BTZ | C__PENRD008 | 14 |  |  |  | BTZ | T_KTHLW-1 | 13
BTZ | C__PENRD011 | 14 |  |  |  | BTZ | T_LAGA-1 | 11
BTZ | C__PENRG008 | 14 |  |  |  | BTZ | T_LARYW-1 | 9
BTZ | C__PENRG011 | 14 |  |  |  | BTZ | T_LARYW-2 | 9
BTZ | C__PFSEN008 | 14 |  |  |  | BTZ | T_LARYW-3 | 9
BTZ | C__PFSEN011 | 14 |  |  |  | BTZ | T_LARYW-4 | 9
BTZ | C__PGANY008 | 14 |  |  |  | BTZ | T_LBAR-1 | 1
BTZ | C__PGANY011 | 14 |  |  |  | BTZ | T_LBAR-1G | 1
BTZ | C__PGMTR008 | 14 |  |  |  | BTZ | T_LBUZ_RTK | 2
BTZ | C__PGMTR011 | 14 |  |  |  | BTZ | T_LCLTW-1 | 14
BTZ | C__PGNRG008 | 14 |  |  |  | BTZ | T_LLWSD-1 | 10
BTZ | C__PGNRG011 | 14 |  |  |  | BTZ | T_LNCSW-1 | 1
BTZ | C__PHAVE008 | 14 |  |  |  | BTZ | T_LNCSW-2 | 1
BTZ | C__PHAVE011 | 14 |  |  |  | BTZ | T_LONDG-D | 1
BTZ | C__PHPOW008 | 14 |  |  |  | BTZ | T_LONGB-RTK | 2
BTZ | C__PHPOW011 | 14 |  |  |  | BTZ | T_LUICD-1 | 14
BTZ | C__PHYDE008 | 14 |  |  |  | BTZ | T_MARMD-1 | 13
BTZ | C__PHYDE011 | 14 |  |  |  | BTZ | T_MEADD-1 | 13
BTZ | C__PIMPO008 | 14 |  |  |  | BTZ | T_MEDP-1 | 9
BTZ | C__PIMPO011 | 14 |  |  |  | BTZ | T_MIDMW-1 | 13
BTZ | C__PLIGH008 | 14 |  |  |  | BTZ | T_MILWW-1 | 14
BTZ | C__PLIGH011 | 14 |  |  |  | BTZ | T_MILWWD-1 | 14
BTZ | C__PLOND008 | 14 |  |  |  | BTZ | T_MKHLW-1 | 13
BTZ | C__PLOND011 | 14 |  |  |  | BTZ | T_MOSED-1 | 13
BTZ | C__PMARB008 | 14 |  |  |  | BTZ | T_MRWD-1 | 8
BTZ | C__PMARB011 | 14 |  |  |  | BTZ | T_MYGPW-1 | 13
BTZ | C__PNATP008 | 14 |  |  |  | BTZ | T_NANT-1 | 14
BTZ | C__PNATP011 | 14 |  |  |  | BTZ | T_OLDS1 | 5
BTZ | C__PNEWP008 | 14 |  |  |  | BTZ | T_OLDS2 | 5
BTZ | C__PNEWP011 | 14 |  |  |  | BTZ | T_OLDS-D | 5
BTZ | C__POSMI008 | 14 |  |  |  | BTZ | T_OMNDD-1 | 7
BTZ | C__POSMI011 | 14 |  |  |  | BTZ | T_OMNDW-1 | 7
BTZ | C__POXPO008 | 14 |  |  |  | BTZ | T_OXEN_NR | 7
BTZ | C__POXPO011 | 14 |  |  |  | BTZ | T_PARHD-1 | 13
BTZ | C__PPGEN008 | 14 |  |  |  | BTZ | T_PATB_RTK | 2
BTZ | C__PPGEN011 | 14 |  |  |  | BTZ | T_PEHE-1 | 14
BTZ | C__PPURE008 | 14 |  |  |  | BTZ | T_PEHE-2 | 14
BTZ | C__PPURE011 | 14 |  |  |  | BTZ | T_PEHED-1 | 14
BTZ | C__PREGE008 | 14 |  |  |  | BTZ | T_PEMB-11 | 10
BTZ | C__PREGE011 | 14 |  |  |  | BTZ | T_PEMB-21 | 10
BTZ | C__PRHOD008 | 14 |  |  |  | BTZ | T_PEMB-31 | 10
BTZ | C__PRHOD011 | 14 |  |  |  | BTZ | T_PEMB-41 | 10
BTZ | C__PRWED008 | 14 |  |  |  | BTZ | T_PEMB-51 | 10
BTZ | C__PRWED011 | 14 |  |  |  | BTZ | T_PGBIW-1 | 13
BTZ | C__PSAPH008 | 14 |  |  |  | BTZ | T_PNYCB-1 | 10
BTZ | C__PSAPH011 | 14 |  |  |  | BTZ | T_PNYCW-1 | 10
BTZ | C__PSMAR001 | 14 |  |  |  | BTZ | T_POOBD-1 | 13
BTZ | C__PSMAR008 | 14 |  |  |  | BTZ | T_POPP_3RTK | 6
BTZ | C__PSMAR011 | 14 |  |  |  | BTZ | T_PORGD-1 | 13
BTZ | C__PSOUT008 | 14 |  |  |  | BTZ | T_PUDMD-1 | 3
BTZ | C__PSOUT011 | 14 |  |  |  | BTZ | T_PUDMD-2 | 3
BTZ | C__PSPOW008 | 14 |  |  |  | BTZ | T_RATS-1 | 2
BTZ | C__PSPOW011 | 14 |  |  |  | BTZ | T_RATS-2 | 2
BTZ | C__PSTAT008 | 14 |  |  |  | BTZ | T_RATS-3 | 2
BTZ | C__PSTAT011 | 14 |  |  |  | BTZ | T_RATS-4 | 2
BTZ | C__PTGPL008 | 14 |  |  |  | BTZ | T_RATSGT-2 | 2
BTZ | C__PTGPL011 | 14 |  |  |  | BTZ | T_RATSGT-4 | 2
BTZ | C__PVETS008 | 14 |  |  |  | BTZ | T_RAVED-1 | 13
BTZ | C__PVETS011 | 14 |  |  |  | BTZ | T_RCBKO-1 | 1
BTZ | C__PVOLT008 | 14 |  |  |  | BTZ | T_RCBKO-2 | 1
BTZ | C__PVOLT011 | 14 |  |  |  | BTZ | T_RMPNO-1 | 9
BTZ | E__MDRX001 | 12 |  |  |  | BTZ | T_RMPNO-2 | 9
BTZ | E__MDRX002 | 12 |  |  |  | BTZ | T_ROCK-1 | 4
BTZ | E_ABERDARE | 10 |  |  |  | BTZ | T_RREW-1 | 7
BTZ | E_ABRTW-1 | 13 |  |  |  | BTZ | T_RRWW-1 | 7
BTZ | E_AIRSW-1 | 13 |  |  |  | BTZ | T_RUGGT-6 | 5
BTZ | E_ALCOA-1 | 10 |  |  |  | BTZ | T_RUGGT-7 | 5
BTZ | E_ARNKB-1 | 5 |  |  |  | BTZ | T_RUGPS-6 | 5
BTZ | E_ASHWW-1 | 13 |  |  |  | BTZ | T_RUGPS-7 | 5
BTZ | E_ASLVW-1 | 13 |  |  |  | BTZ | T_RYHAD-1 | 2
BTZ | E_BABAW-1 | 14 |  |  |  | BTZ | T_RYHAD-2 | 2
BTZ | E_BETHW-1 | 14 |  |  |  | BTZ | T_RYHPS-1 | 1
BTZ | E_BNWKW-1 | 14 |  |  |  | BTZ | T_SACOD-1 | 13
BTZ | E_BODD-1 | 6 |  |  |  | BTZ | T_SANQD-1 | 13
BTZ | E_BODW-1 | 6 |  |  |  | BTZ | T_SANQW-1 | 13
BTZ | E_BRDUW-1 | 14 |  |  |  | BTZ | T_SCCL-1 | 12
BTZ | E_BRGG-1 | 12 |  |  |  | BTZ | T_SCCL-2 | 12
BTZ | E_BRIDGWTR | 11 |  |  |  | BTZ | T_SCCL-3 | 12
BTZ | E_BRNLW-1 | 14 |  |  |  | BTZ | T_SCCL-4 | 12
BTZ | E_BROUD-1 | 12 |  |  |  | BTZ | T_SEAB-1 | 11
BTZ | E_BROXES-1 | 13 |  |  |  | BTZ | T_SEAB-2 | 11
BTZ | E_BRYBW-1 | 14 |  |  |  | BTZ | T_SELL-1 | 9
BTZ | E_BTNHL-1 | 11 |  |  |  | BTZ | T_SFGSD-1 | 14
BTZ | E_BTUIW-2 | 14 |  |  |  | BTZ | T_SFGSD-2 | 14
BTZ | E_BURBO | 4 |  |  |  | BTZ | T_SFILD-1 | 14
BTZ | E_BURGH-1 | 8 |  |  |  | BTZ | T_SGGLD-1 | 12
BTZ | E_CHESP-1 | 4 |  |  |  | BTZ | T_SHBA-1 | 12
BTZ | E_CHESP-2 | 4 |  |  |  | BTZ | T_SHBA-2 | 12
BTZ | E_CHESP-3 | 4 |  |  |  | BTZ | T_SHRSW-1 | 1
BTZ | E_CHICK-1 | 8 |  |  |  | BTZ | T_SHRSW-2 | 1
BTZ | E_CLAC-1 | 14 |  |  |  | BTZ | T_SIMEC-1 | 10
BTZ | E_CLDRW-1 | 14 |  |  |  | BTZ | T_SINGL1 | 9
BTZ | E_CLFLW-1 | 14 |  |  |  | BTZ | T_SIZB-1 | 1
BTZ | E_CNCLW-1 | 14 |  |  |  | BTZ | T_SIZB-2 | 1
BTZ | E_CORB-1 | 2 |  |  |  | BTZ | T_SIZB-D | 1
BTZ | E_COWE1 | 8 |  |  |  | BTZ | T_SLOY-2 | 14
BTZ | E_COWE2 | 8 |  |  |  | BTZ | T_SLOY-3 | 14
BTZ | E_COWED | 8 |  |  |  | BTZ | T_SLOYD-1 | 14
BTZ | E_CRGTW-1 | 13 |  |  |  | BTZ | T_SPGFD-1 | 1
BTZ | E_CRSSB-1 | 4 |  |  |  | BTZ | T_SPGFD-2 | 1
BTZ | E_CWMD-1 | 4 |  |  |  | BTZ | T_SPLN-1 | 2
BTZ | E_DALSW-1 | 13 |  |  |  | BTZ | T_STAY-1 | 2
BTZ | E_DBFRM-1 | 8 |  |  |  | BTZ | T_STAY-2 | 2
BTZ | E_DERW-1 | 2 |  |  |  | BTZ | T_STAY-3 | 2
BTZ | E_DIDC1G | 8 |  |  |  | BTZ | T_STAY-4 | 2
BTZ | E_DIDC2G | 8 |  |  |  | BTZ | T_STFERGD-1 | 14
BTZ | E_DIDC3G | 8 |  |  |  | BTZ | T_STLGW-1 | 14
BTZ | E_DIDC4G | 8 |  |  |  | BTZ | T_STLGW-2 | 14
BTZ | E_DIDCBD-1 | 8 |  |  |  | BTZ | T_STLGW-3 | 14
BTZ | E_DIDCD | 8 |  |  |  | BTZ | T_STRNW-1 | 14
BTZ | E_DOLG_H | 4 |  |  |  | BTZ | T_SUTB-1 | 1
BTZ | E_DOLG_HD | 4 |  |  |  | BTZ | T_SVRP-10 | 10
BTZ | E_DOLG_L | 4 |  |  |  | BTZ | T_SVRP-20 | 10
BTZ | E_DOLG_LD | 4 |  |  |  | BTZ | T_TDBNW-1 | 13
BTZ | E_DOWL-1 | 10 |  |  |  | BTZ | T_THNJD-1 | 8
BTZ | E_FASN-3 | 14 |  |  |  | BTZ | T_THNJD-2 | 8
BTZ | E_FASN-4 | 14 |  |  |  | BTZ | T_THNTO-1 | 9
BTZ | E_FAWN-1 | 8 |  |  |  | BTZ | T_THNTO-2 | 9
BTZ | E_FAWND | 8 |  |  |  | BTZ | T_TINSD-1 | 12
BTZ | E_FDUN-1 | 5 |  |  |  | BTZ | T_TODSD-1 | 6
BTZ | E_FELL-1 | 7 |  |  |  | BTZ | T_TORN-1 | 13
BTZ | E_GDSTW-1 | 14 |  |  |  | BTZ | T_TORN-2 | 13
BTZ | E_GFLDW-1 | 12 |  |  |  | BTZ | T_TORN-D | 13
BTZ | E_GLCHW-1 | 13 |  |  |  | BTZ | T_TRAWS-D | 4
BTZ | E_GLNDOD1 | 14 |  |  |  | BTZ | T_TSREP-1 | 6
BTZ | E_GLOFW-1 | 14 |  |  |  | BTZ | T_USKM-13 | 10
BTZ | E_GNFSW-3 | 1 |  |  |  | BTZ | T_USKM-14 | 10
BTZ | E_GOSHS-1 | 7 |  |  |  | BTZ | T_USKM-15 | 10
BTZ | E_GRFLB-1 | 1 |  |  |  | BTZ | T_WBUGT-1 | 2
BTZ | E_GRMAP-1 | 12 |  |  |  | BTZ | T_WBUGT-4 | 2
BTZ | E_GYAR-1 | 1 |  |  |  | BTZ | T_WBUPS-1 | 2
BTZ | E_GYARD-1 | 1 |  |  |  | BTZ | T_WBUPS-2 | 2
BTZ | E_HBHDW-1 | 13 |  |  |  | BTZ | T_WBUPS-3 | 2
BTZ | E_HLGLW-1 | 14 |  |  |  | BTZ | T_WBUPS-4 | 2
BTZ | E_HLTWW-1 | 14 |  |  |  | BTZ | T_WBURB-1 | 2
BTZ | E_HRHLW-1 | 13 |  |  |  | BTZ | T_WBURB-2 | 2
BTZ | E_HUNB-11S | 13 |  |  |  | BTZ | T_WBURB-3 | 2
BTZ | E_HYTHE | 8 |  |  |  | BTZ | T_WBURB-41 | 2
BTZ | E_HYWDW-1 | 14 |  |  |  | BTZ | T_WBURB-43 | 2
BTZ | E_INDQ-2 | 11 |  |  |  | BTZ | T_WDNSO-1 | 7
BTZ | E_KINCW-1 | 14 |  |  |  | BTZ | T_WDNSO-2 | 7
BTZ | E_KLYN-A-1 | 1 |  |  |  | BTZ | T_WHIHW-1 | 13
BTZ | E_LBARD-1 | 1 |  |  |  | BTZ | T_WHILW-1 | 13
BTZ | E_LCHWT-1 | 1 |  |  |  | BTZ | T_WHILW-2 | 13
BTZ | E_LSTWY-1 | 8 |  |  |  | BTZ | T_WHISTLD-1 | 14
BTZ | E_LYNE1 | 6 |  |  |  | BTZ | T_WILCT-1 | 6
BTZ | E_LYNE2 | 6 |  |  |  | BTZ | T_WISTW-2 | 13
BTZ | E_LYNE3 | 6 |  |  |  | BTZ | T_WLNYO-2 | 7
BTZ | E_MAEN-1 | 4 |  |  |  | BTZ | T_WLNYO-3 | 7
BTZ | E_MANXENR-1 | 7 |  |  |  | BTZ | T_WLNYO-4 | 7
BTZ | E_MARK-1 | 13 |  |  |  | BTZ | T_WLNYW-1 | 7
BTZ | E_MINSW-1 | 13 |  |  |  | BTZ | T_WTMSO-1 | 12
BTZ | E_MORFL-1 | 7 |  |  |  | BTZ | T_WYLF-1 | 4
BTZ | E_MOYEW-1 | 14 |  |  |  | BTZ | T_WYLF-2 | 4
BTZ | E_PETEM1 | 1 |  |  |  | BTZ | T_WYLF-3 | 4
BTZ | E_PGPETE | 1 |  |  |  | BTZ | T_WYLF-4 | 4
BTZ | E_PLYRK-1 | 11 |  |  |  | BTZ | T_WYLF-D1 | 4
BTZ | E_POTES-1 | 6 |  |  |  | BTZ | T_WYLF-D2 | 4
BTZ | E_RAKE-1 | 7 |  |  |  | BTZ | T_WYLF-D3 | 4
BTZ | E_RATS-S | 2 |  |  |  | BTZ | T_WYLF-D3 | 4
BTZ | E_RDFRB-1 | 2
BTZ | E_RDFRD-1 | 2
BTZ | E_RHEI-1 | 4
BTZ | E_RHEI-S | 4
BTZ | E_ROOSB-1 | 7
BTZ | E_RUGPS-STX | 5
BTZ | E_SEAB-1 | 11
BTZ | E_SEAB-2 | 11
BTZ | E_SEVINGTN | 9
BTZ | E_SHOS-1 | 9
BTZ | E_SOLUTIA | 10
BTZ | E_STAYD-1 | 2
BTZ | E_SUDME-1 | 5
BTZ | E_SWBKW-1 | 13
BTZ | E_TAYL2G | 3
BTZ | E_TAYL3G | 3
BTZ | E_TAYL-S | 3
BTZ | E_TDRVE-1 | 11
BTZ | E_TGP1 | 1
BTZ | E_TLYMW-1 | 14
BTZ | E_TRFPK-1 | 2
BTZ | E_TULWW-1 | 14
BTZ | E_TULWW-2 | 14
BTZ | E_USKM-SLD | 10
BTZ | E_WBUPS-STX | 2
BTZ | E_WTRLN-1 | 11
BTZ | I_EAD-BRTN1 | 9
BTZ | I_EAD-ELEC1 | 9
BTZ | I_EAD-EWIC1 | 4
BTZ | I_EAD-FRAN1 | 9
BTZ | I_EAD-MOYL1 | 13
BTZ | I_EAD-NEMO1 | 9
BTZ | I_EAG-BRTN1 | 9
BTZ | I_EAG-ELEC1 | 9
BTZ | I_EAG-EWIC1 | 4
BTZ | I_EAG-FRAN1 | 9
BTZ | I_EAG-MOYL1 | 13
BTZ | I_EAG-NEMO1 | 9
BTZ | I_IBD-BPGE1 | 9
BTZ | I_IBD-BRTN1 | 9
BTZ | I_IBD-CENT1 | 9
BTZ | I_IBD-CGML1 | 9
BTZ | I_IBD-CNGS1 | 9
BTZ | I_IBD-DNGN1 | 9
BTZ | I_IBD-DSKC1 | 9
BTZ | I_IBD-DUFE1 | 9
BTZ | I_IBD-DVAL1 | 9
BTZ | I_IBD-EDFT1 | 9
BTZ | I_IBD-EDMK1 | 9
BTZ | I_IBD-EGEN1 | 9
BTZ | I_IBD-EGLE1 | 9
BTZ | I_IBD-ELEE1 | 9
BTZ | I_IBD-ELTR1 | 9
BTZ | I_IBD-ENEL1 | 9
BTZ | I_IBD-ENET1 | 9
BTZ | I_IBD-EOET1 | 9
BTZ | I_IBD-ERVA1 | 9
BTZ | I_IBD-FPCD1 | 9
BTZ | I_IBD-GAZP1 | 9
BTZ | I_IBD-IBES1 | 9
BTZ | I_IBD-INCM1 | 9
BTZ | I_IBD-KCST1 | 9
BTZ | I_IBD-LTFD1 | 9
BTZ | I_IBD-MCRA1 | 9
BTZ | I_IBD-MFTE1 | 9
BTZ | I_IBD-NEAS1 | 9
BTZ | I_IBD-NTPL1 | 9
BTZ | I_IBD-OPMX1 | 9
BTZ | I_IBD-PTRS1 | 9
BTZ | I_IBD-PWMR1 | 9
BTZ | I_IBD-PZEM1 | 9
BTZ | I_IBD-RWES1 | 9
BTZ | I_IBD-SETL1 | 9
BTZ | I_IBD-STAT1 | 9
BTZ | I_IBD-TGPL1 | 9
BTZ | I_IBD-TRLS1 | 9
BTZ | I_IBD-VETR1 | 9
BTZ | I_IBD-VSAL1 | 9
BTZ | I_IBG-BPGE1 | 9
BTZ | I_IBG-BRTN1 | 9
BTZ | I_IBG-CENT1 | 9
BTZ | I_IBG-CGML1 | 9
BTZ | I_IBG-CNGS1 | 9
BTZ | I_IBG-DNGN1 | 9
BTZ | I_IBG-DSKC1 | 9
BTZ | I_IBG-DUFE1 | 9
BTZ | I_IBG-DVAL1 | 9
BTZ | I_IBG-EDFT1 | 9
BTZ | I_IBG-EDMK1 | 9
BTZ | I_IBG-EGEN1 | 9
BTZ | I_IBG-EGLE1 | 9
BTZ | I_IBG-ELEE1 | 9
BTZ | I_IBG-ELTR1 | 9
BTZ | I_IBG-ENEL1 | 9
BTZ | I_IBG-ENET1 | 9
BTZ | I_IBG-EOET1 | 9
BTZ | I_IBG-ERVA1 | 9
BTZ | I_IBG-FPCD1 | 9
BTZ | I_IBG-GAZP1 | 9
BTZ | I_IBG-IBES1 | 9
BTZ | I_IBG-INCM1 | 9
BTZ | I_IBG-KCST1 | 9
BTZ | I_IBG-LTFD1 | 9
BTZ | I_IBG-MCRA1 | 9
BTZ | I_IBG-MFTE1 | 9
BTZ | I_IBG-NEAS1 | 9
BTZ | I_IBG-NTPL1 | 9
BTZ | I_IBG-OPMX1 | 9
BTZ | I_IBG-PTRS1 | 9
BTZ | I_IBG-PWMR1 | 9
BTZ | I_IBG-PZEM1 | 9
BTZ | I_IBG-RWES1 | 9
BTZ | I_IBG-SETL1 | 9
BTZ | I_IBG-STAT1 | 9
BTZ | I_IBG-TGPL1 | 9
BTZ | I_IBG-TRLS1 | 9
BTZ | I_IBG-VETR1 | 9
BTZ | I_IBG-VSAL1 | 9
BTZ | I_IED-ELEC1 | 9
BTZ | I_IED-EWIC1 | 4
BTZ | I_IED-FRAN1 | 9
BTZ | I_IED-MOYL1 | 13
BTZ | I_IEG-ELEC1 | 9
BTZ | I_IEG-EWIC1 | 4
BTZ | I_IEG-FRAN1 | 9
BTZ | I_IEG-MOYL1 | 13
BTZ | I_IFD-ACCE1 | 9
BTZ | I_IFD-ARON1 | 9
BTZ | I_IFD-BKWE1 | 9
BTZ | I_IFD-BNPS1 | 9
BTZ | I_IFD-BPGE1 | 9
BTZ | I_IFD-CBST1 | 9
BTZ | I_IFD-CGML1 | 9
BTZ | I_IFD-CNGS1 | 9
BTZ | I_IFD-CNRE1 | 9
BTZ | I_IFD-DNGN1 | 9
BTZ | I_IFD-DSKC1 | 9
BTZ | I_IFD-DUFE1 | 9
BTZ | I_IFD-ECCA1 | 9
BTZ | I_IFD-EDFT1 | 9
BTZ | I_IFD-EDMK1 | 9
BTZ | I_IFD-EGEN1 | 9
BTZ | I_IFD-EGLE1 | 9
BTZ | I_IFD-ELEE1 | 9
BTZ | I_IFD-ELTR1 | 9
BTZ | I_IFD-ENEL1 | 9
BTZ | I_IFD-ENET1 | 9
BTZ | I_IFD-ENVM1 | 9
BTZ | I_IFD-EOET1 | 9
BTZ | I_IFD-ERVA1 | 9
BTZ | I_IFD-FPCD1 | 9
BTZ | I_IFD-GASE1 | 9
BTZ | I_IFD-GAZP1 | 9
BTZ | I_IFD-GDFE1 | 9
BTZ | I_IFD-IBES1 | 9
BTZ | I_IFD-INCM1 | 9
BTZ | I_IFD-KCST1 | 9
BTZ | I_IFD-LTFD1 | 9
BTZ | I_IFD-MCRA1 | 9
BTZ | I_IFD-MFTE1 | 9
BTZ | I_IFD-NEAS1 | 9
BTZ | I_IFD-NSDQ1 | 9
BTZ | I_IFD-NTPL1 | 9
BTZ | I_IFD-OPMX1 | 9
BTZ | I_IFD-PTRS1 | 9
BTZ | I_IFD-PWMR1 | 9
BTZ | I_IFD-RWES1 | 9
BTZ | I_IFD-SETL1 | 9
BTZ | I_IFD-SPEM1 | 9
BTZ | I_IFD-STAT1 | 9
BTZ | I_IFD-TFEE1 | 9
BTZ | I_IFD-TRLS1 | 9
BTZ | I_IFD-VSAL1 | 9
BTZ | I_IFD-VTFS1 | 9
BTZ | I_IFD-XNON1 | 9
BTZ | I_IFG-ACCE1 | 9
BTZ | I_IFG-ARON1 | 9
BTZ | I_IFG-BKWE1 | 9
BTZ | I_IFG-BNPS1 | 9
BTZ | I_IFG-BPGE1 | 9
BTZ | I_IFG-CBST1 | 9
BTZ | I_IFG-CGML1 | 9
BTZ | I_IFG-CNGS1 | 9
BTZ | I_IFG-CNRE1 | 9
BTZ | I_IFG-DNGN1 | 9
BTZ | I_IFG-DSKC1 | 9
BTZ | I_IFG-DUFE1 | 9
BTZ | I_IFG-ECCA1 | 9
BTZ | I_IFG-EDFT1 | 9
BTZ | I_IFG-EDMK1 | 9
BTZ | I_IFG-EGEN1 | 9
BTZ | I_IFG-EGLE1 | 9
BTZ | I_IFG-ELEE1 | 9
BTZ | I_IFG-ELTR1 | 9
BTZ | I_IFG-ENEL1 | 9
BTZ | I_IFG-ENET1 | 9
BTZ | I_IFG-ENVM1 | 9
BTZ | I_IFG-EOET1 | 9
BTZ | I_IFG-ERVA1 | 9
BTZ | I_IFG-FPCD1 | 9
BTZ | I_IFG-GASE1 | 9
BTZ | I_IFG-GAZP1 | 9
BTZ | I_IFG-GDFE1 | 9
BTZ | I_IFG-IBES1 | 9
BTZ | I_IFG-INCM1 | 9
BTZ | I_IFG-KCST1 | 9
BTZ | I_IFG-LTFD1 | 9
BTZ | I_IFG-MCRA1 | 9
BTZ | I_IFG-MFTE1 | 9
BTZ | I_IFG-NEAS1 | 9
BTZ | I_IFG-NSDQ1 | 9
BTZ | I_IFG-NTPL1 | 9
BTZ | I_IFG-OPMX1 | 9
BTZ | I_IFG-PTRS1 | 9
BTZ | I_IFG-PWMR1 | 9
BTZ | I_IFG-RWES1 | 9
BTZ | I_IFG-SETL1 | 9
BTZ | I_IFG-SPEM1 | 9
BTZ | I_IFG-STAT1 | 9
BTZ | I_IFG-TFEE1 | 9
BTZ | I_IFG-TRLS1 | 9
BTZ | I_IFG-VSAL1 | 9
BTZ | I_IFG-VTFS1 | 9
BTZ | I_IFG-XNON1 | 9
BTZ | I_IID-AXPO1 | 4
BTZ | I_IID-BGSE1 | 4
BTZ | I_IID-BRKF1 | 4
BTZ | I_IID-DSKC1 | 4
BTZ | I_IID-EGEN1 | 4
BTZ | I_IID-ELTR1 | 4
BTZ | I_IID-ENGI1 | 4
BTZ | I_IID-ERVA1 | 4
BTZ | I_IID-ESBI1 | 4
BTZ | I_IID-ESBI2 | 4
BTZ | I_IID-INCM1 | 4
BTZ | I_IID-LTFD1 | 4
BTZ | I_IID-NSEN1 | 4
BTZ | I_IID-RWES1 | 4
BTZ | I_IID-SEEL1 | 4
BTZ | I_IID-SSES1 | 4
BTZ | I_IID-STAT1 | 4
BTZ | I_IID-TRLS1 | 4
BTZ | I_IID-VAYU1 | 4
BTZ | I_IID-VESL1 | 4
BTZ | I_IIG-AXPO1 | 4
BTZ | I_IIG-BGSE1 | 4
BTZ | I_IIG-BRKF1 | 4
BTZ | I_IIG-DSKC1 | 4
BTZ | I_IIG-EGEN1 | 4
BTZ | I_IIG-ELTR1 | 4
BTZ | I_IIG-ENGI1 | 4
BTZ | I_IIG-ERVA1 | 4
BTZ | I_IIG-ESBI1 | 4
BTZ | I_IIG-ESBI2 | 4
BTZ | I_IIG-INCM1 | 4
BTZ | I_IIG-LTFD1 | 4
BTZ | I_IIG-NSEN1 | 4
BTZ | I_IIG-RWES1 | 4
BTZ | I_IIG-SEEL1 | 4
BTZ | I_IIG-SSES1 | 4
BTZ | I_IIG-STAT1 | 4
BTZ | I_IIG-TRLS1 | 4
BTZ | I_IIG-VAYU1 | 4
BTZ | I_IIG-VESL1 | 4
BTZ | I_ILD-ELEC1 | 9
BTZ | I_ILD-NDPL1 | 9
BTZ | I_ILG-ELEC1 | 9
BTZ | I_ILG-NDPL1 | 9
BTZ | I_IMD-AXPO1 | 13
BTZ | I_IMD-BGSE1 | 13
BTZ | I_IMD-BRKF1 | 13
BTZ | I_IMD-DSKC1 | 13
BTZ | I_IMD-EGEN1 | 13
BTZ | I_IMD-ELTR1 | 13
BTZ | I_IMD-ENGI1 | 13
BTZ | I_IMD-ERVA1 | 13
BTZ | I_IMD-ESBE1 | 13
BTZ | I_IMD-ESBI1 | 13
BTZ | I_IMD-INCM1 | 13
BTZ | I_IMD-LTFD1 | 13
BTZ | I_IMD-NIRE1 | 13
BTZ | I_IMD-NSEN1 | 13
BTZ | I_IMD-RWES1 | 13
BTZ | I_IMD-SEEL1 | 13
BTZ | I_IMD-SPEM1 | 13
BTZ | I_IMD-SSTH1 | 13
BTZ | I_IMD-STAT1 | 13
BTZ | I_IMD-TRLS1 | 13
BTZ | I_IMD-VESL1 | 13
BTZ | I_IMG-AXPO1 | 13
BTZ | I_IMG-BGSE1 | 13
BTZ | I_IMG-BRKF1 | 13
BTZ | I_IMG-DSKC1 | 13
BTZ | I_IMG-EGEN1 | 13
BTZ | I_IMG-ELTR1 | 13
BTZ | I_IMG-ENGI1 | 13
BTZ | I_IMG-ERVA1 | 13
BTZ | I_IMG-ESBE1 | 13
BTZ | I_IMG-ESBI1 | 13
BTZ | I_IMG-INCM1 | 13
BTZ | I_IMG-LTFD1 | 13
BTZ | I_IMG-NIRE1 | 13
BTZ | I_IMG-NSEN1 | 13
BTZ | I_IMG-RWES1 | 13
BTZ | I_IMG-SEEL1 | 13
BTZ | I_IMG-SPEM1 | 13
BTZ | I_IMG-SSTH1 | 13
BTZ | I_IMG-STAT1 | 13
BTZ | I_IMG-TRLS1 | 13
BTZ | I_IMG-VESL1 | 13
BTZ | I_IND-ARON1 | 9
BTZ | I_IND-BKWE1 | 9
BTZ | I_IND-BPGM1 | 9
BTZ | I_IND-DSKC1 | 9
BTZ | I_IND-DUFE1 | 9
BTZ | I_IND-EDFT1 | 9
BTZ | I_IND-EDMK1 | 9
BTZ | I_IND-ELEE1 | 9
BTZ | I_IND-ELTR1 | 9
BTZ | I_IND-GASE1 | 9
BTZ | I_IND-GAZP1 | 9
BTZ | I_IND-INCM1 | 9
BTZ | I_IND-KCST1 | 9
BTZ | I_IND-MCRA1 | 9
BTZ | I_IND-MFTE1 | 9
BTZ | I_IND-NDPL1 | 9
BTZ | I_IND-NEAS1 | 9
BTZ | I_IND-NEMO1 | 9
BTZ | I_IND-NTPL1 | 9
BTZ | I_IND-OPMX1 | 9
BTZ | I_IND-PWMR1 | 9
BTZ | I_IND-STAT1 | 9
BTZ | I_IND-TGPL1 | 9
BTZ | I_IND-TRLS1 | 9
BTZ | I_IND-VTET1 | 9
BTZ | I_ING-ARON1 | 9
BTZ | I_ING-BKWE1 | 9
BTZ | I_ING-BPGM1 | 9
BTZ | I_ING-DSKC1 | 9
BTZ | I_ING-DUFE1 | 9
BTZ | I_ING-EDFT1 | 9
BTZ | I_ING-EDMK1 | 9
BTZ | I_ING-ELEE1 | 9
BTZ | I_ING-ELTR1 | 9
BTZ | I_ING-GASE1 | 9
BTZ | I_ING-GAZP1 | 9
BTZ | I_ING-INCM1 | 9
BTZ | I_ING-KCST1 | 9
BTZ | I_ING-MCRA1 | 9
BTZ | I_ING-MFTE1 | 9
BTZ | I_ING-NDPL1 | 9
BTZ | I_ING-NEAS1 | 9
BTZ | I_ING-NEMO1 | 9
BTZ | I_ING-NTPL1 | 9
BTZ | I_ING-OPMX1 | 9
BTZ | I_ING-PWMR1 | 9
BTZ | I_ING-STAT1 | 9
BTZ | I_ING-TGPL1 | 9
BTZ | I_ING-TRLS1 | 9
BTZ | I_ING-VTET1 | 9
BTZ | M_ACTLLU_C | 3
BTZ | M_CAS-BEU01 | 14
BTZ | M_CAS-CLU01 | 14
BTZ | M_CAS-CON01 | 14
BTZ | M_CAS-GAR01 | 14
BTZ | M_CAS-KIL01 | 14
BTZ | M_CAS-MOR01 | 14
BTZ | M_GRTO | 6
BTZ | M_SLOY-1 | 14
BTZ | M_SLOY-4 | 14
BTZ | M_TEMP | 12
BTZ | T__HYELT002 | 8
BTZ | T__KYELT003 | 10
BTZ | T__MYELT001 | 12
BTZ | T_ABRBO-1 | 14
BTZ | T_ABTH7 | 10
BTZ | T_ABTH7G | 10
BTZ | T_ABTH8 | 10
BTZ | T_ABTH8G | 10
BTZ | T_ABTH9 | 10
BTZ | T_ABTH9G | 10
BTZ | T_ABTHD | 10
BTZ | T_ACHRW-1 | 14
BTZ | T_AFTOW-1 | 13
BTZ | T_AKGLD-2 | 13
BTZ | T_AKGLW-2 | 13
BTZ | T_ANGLD-1 | 4
BTZ | T_ANSUW-1 | 14
BTZ | T_ARCHW-1 | 13
BTZ | T_BAGE-1 | 10
BTZ | T_BAGE-2 | 10
BTZ | T_BAGED-1 | 10
BTZ | T_BAGTD-1 | 13
BTZ | T_BARK_NR | 3
BTZ | T_BARK-CTRL | 3
BTZ | T_BDCHW-1 | 14
BTZ | T_BEATD-1 | 14
BTZ | T_BEATO-1 | 14
BTZ | T_BEATO-2 | 14
BTZ | T_BEATO-3 | 14
BTZ | T_BEATO-4 | 14
BTZ | T_BEINW-1 | 14
BTZ | T_BHLAW-1 | 14
BTZ | T_BLKWW-1 | 13
BTZ | T_BLLA-1 | 13
BTZ | T_BLLA-2 | 13
BTZ | T_BOWLW-1 | 7
BTZ | T_BPGRD-1 | 13
BTZ | T_BPGRD-2 | 13
BTZ | T_BRBEO-1 | 4
BTZ | T_BRER_RTK | 5
BTZ | T_BUSH_RTK | 1
BTZ | T_CARR-1 | 4
BTZ | T_CARR-2 | 4
BTZ | T_CASKD-1 | 4
BTZ | T_CDCL-1 | 2
BTZ | T_CGTHW-1 | 14
BTZ | T_CLACD-1 | 14
BTZ | T_CLDCW-1 | 13
BTZ | T_CLDNW-1 | 13
BTZ | T_CLDSW-1 | 13
BTZ | T_CNQPS-1 | 4
BTZ | T_CNQPS-2 | 4
BTZ | T_CNQPS-3 | 4
BTZ | T_CNQPS-4 | 4
BTZ | T_CORM_RTK | 1
BTZ | T_COSO-1 | 1
BTZ | T_COTPS-1 | 2
BTZ | T_COTPS-2 | 2
BTZ | T_COTPS-3 | 2
BTZ | T_COTPS-4 | 2
BTZ | T_COTPS-S | 2
BTZ | T_COUWW-1 | 14
BTZ | T_CRGHD-1 | 14
BTZ | T_CRGHW-1 | 14
BTZ | T_CRMLD-1 | 14
BTZ | T_CRMLW-1 | 14
BTZ | T_CRUA-1 | 13
BTZ | T_CRUA-2 | 13
BTZ | T_CRUA-3 | 13
BTZ | T_CRUA-4 | 13
BTZ | T_CRUAD-1 | 13
BTZ | T_CRYRD-2 | 13
BTZ | T_CRYRW-2 | 13
BTZ | T_CRYRW-3 | 13
BTZ | T_DALRD-1 | 13
BTZ | T_DAMC-1 | 9
BTZ | T_DDGND-1 | 1
BTZ | T_DDGNO-1 | 1
BTZ | T_DDGNO-2 | 1
BTZ | T_DDGNO-3 | 1
BTZ | T_DDGNO-4 | 1
BTZ | T_DEAND-1 | 14
BTZ | T_DIDCB5 | 8
BTZ | T_DIDCB6 | 8
BTZ | T_DINO-1 | 4
BTZ | T_DINO-2 | 4
BTZ | T_DINO-3 | 4
BTZ | T_DINO-4 | 4
BTZ | T_DINO-5 | 4
BTZ | T_DINO-6 | 4
BTZ | T_DNGB21 | 9
BTZ | T_DNGB22 | 9
BTZ | T_DNGB-D | 9
BTZ | T_DNLWW-1 | 13
BTZ | T_DOREW-1 | 14
BTZ | T_DOREW-2 | 14
BTZ | T_DRAXX-1 | 12
BTZ | T_DRAXX-10G | 12
BTZ | T_DRAXX-12G | 12
BTZ | T_DRAXX-2 | 12
BTZ | T_DRAXX-3 | 12
BTZ | T_DRAXX-4 | 12
BTZ | T_DRAXX-5 | 12
BTZ | T_DRAXX-6 | 12
BTZ | T_DRAXX-9G | 12
BTZ | T_DRSLW-1 | 13
BTZ | T_DUNGA-D | 9
BTZ | T_DUNGW-1 | 14
BTZ | T_EAAO-1 | 1
BTZ | T_EAAO-2 | 1
BTZ | T_ECCFD-1 | 13
BTZ | T_EDINW-1 | 14
BTZ | T_EECL-1 | 3
BTZ | T_EGLSD-1 | 13
BTZ | T_ELSTR-1 | 1
BTZ | T_ELVAD-1 | 13
BTZ | T_ERRO-1 | 14
BTZ | T_ERRO-2 | 14
BTZ | T_ERRO-3 | 14
BTZ | T_EWHLW-1 | 13
BTZ | T_EXMOSSD-1 | 13
BTZ | T_FALGD-1 | 13
BTZ | T_FALGW-1 | 13
BTZ | T_FARR-1 | 14
BTZ | T_FARR-2 | 14
BTZ | T_FASN-1 | 14
BTZ | T_FASN-2 | 14
BTZ | T_FFES-1 | 4
BTZ | T_FFES-2 | 4
BTZ | T_FFES-3 | 4
BTZ | T_FFES-4 | 4
BTZ | T_FFESST1 | 4
BTZ | T_FIDL-1 | 4
BTZ | T_FIDL-2 | 4
BTZ | T_FIDL-2G | 4
BTZ | T_FIDL-3 | 4
BTZ | T_FIDL-3G | 4
BTZ | T_FIDL-4 | 4
BTZ | T_FIDLST1 | 4
BTZ | T_FINL-1 | 14
BTZ | T_FOXJD-1 | 8
BTZ | T_FOXJD-2 | 8
BTZ | T_FOYE-1 | 14
BTZ | T_FOYE-2 | 14
BTZ | T_FOYED-1 | 14
BTZ | T_FROD_NR | 4
BTZ | T_FSDLW-1 | 14
BTZ | T_GANW-11 | 1
BTZ | T_GANW-13 | 1
BTZ | T_GANW-22 | 1
BTZ | T_GANW-24 | 1
BTZ | T_GLEND-1 | 14
BTZ | T_GLNDO-1 | 14
BTZ | T_GLNDOD1 | 14
BTZ | T_GLNG | 9
BTZ | T_GLWSW-1 | 13
BTZ | T_GNAPW-1 | 13
BTZ | T_GNFSW-1 | 1
BTZ | T_GNFSW-2 | 1
BTZ | T_GNHLD-1 | 13
BTZ | T_GNHLD-2 | 13
BTZ | T_GNHLD-3 | 13
BTZ | T_GORDD-1 | 14
BTZ | T_GORDW-1 | 14
BTZ | T_GOWKD-1 | 13
BTZ | T_GRAI1G | 9
BTZ | T_GRAI4G | 9
BTZ | T_GRAI-6 | 9
BTZ | T_GRAI-7 | 9
BTZ | T_GRAI-8 | 9
BTZ | T_GRAI-S | 9
BTZ | T_GRGBW-1 | 1
BTZ | T_GRGBW-2 | 1
BTZ | T_GRGBW-3 | 1
BTZ | T_GRIFW-1 | 14
BTZ | T_GRIFW-2 | 14
BTZ | T_GRIFWD-1 | 14
BTZ | T_GRMO-1 | 13
BTZ | T_GYMR-15 | 4
BTZ | T_GYMR-17 | 4
BTZ | T_GYMR-26 | 4
BTZ | T_GYMR-28 | 4
BTZ | T_GYMRD-16 | 4
BTZ | T_GYMRD-2 | 4
BTZ | T_GYMRD-E10 | 4
BTZ | T_GYMRD-E11 | 4
BTZ | T_GYMRD-W10 | 4
BTZ | T_GYMRD-W11 | 4
BTZ | T_HADHW-1 | 13
BTZ | T_HARK_NR | 7
BTZ | T_HEYM11 | 7
BTZ | T_HEYM12 | 7
BTZ | T_HEYM27 | 7
BTZ | T_HEYM28 | 7
BTZ | T_HEYM2-D | 7
BTZ | T_HINB-7 | 11
BTZ | T_HINB-8 | 11
BTZ | T_HINB-D | 11
BTZ | T_HINPA-D | 11
BTZ | T_HMGTO-1 | 12
BTZ | T_HMGTO-2 | 12
BTZ | T_HOWAO-1 | 12
BTZ | T_HOWAO-2 | 12
BTZ | T_HOWAO-3 | 12
BTZ | T_HPC-CES | 11
BTZ | T_HRSTW-1 | 13
BTZ | T_HRTL-1 | 6
BTZ | T_HRTL-2 | 6
BTZ | T_HUMR-1 | 12
BTZ | T_HUMRD-1 | 12
BTZ | T_HUNB-7 | 13
BTZ | T_HUNB-8 | 13
BTZ | T_HUNB-D | 13
BTZ | T_IMPRK-1 | 10
BTZ | T_IMPRK-2 | 10
BTZ | T_INDQ-1 | 11
BTZ | T_INGAD-1 | 14
BTZ | T_INWID-1 | 13
BTZ | T_JGPR-1 | 2
BTZ | T_KEAD-1 | 12
BTZ | T_KEADGT-3 | 12
BTZ | T_KILBW-1 | 14
BTZ | T_KILBWD-1 | 14
BTZ | T_KILLPG-1 | 12
BTZ | T_KILLPG-2 | 12
BTZ | T_KILNS-1 | 12
BTZ | T_KLGLW-1 | 13
BTZ | T_KPMRW-1 | 13
BTZ | T_KSGND-1 | 3
BTZ | T_KSGND-2 | 3
BTZ | T_KTHLW-1 | 13
BTZ | T_LAGA-1 | 11
BTZ | T_LARYW-1 | 9
BTZ | T_LARYW-2 | 9
BTZ | T_LARYW-3 | 9
BTZ | T_LARYW-4 | 9
BTZ | T_LBAR-1 | 1
BTZ | T_LBAR-1G | 1
BTZ | T_LBUZ_RTK | 2
BTZ | T_LCLTW-1 | 14
BTZ | T_LLWSD-1 | 10
BTZ | T_LNCSW-1 | 1
BTZ | T_LNCSW-2 | 1
BTZ | T_LONDG-D | 1
BTZ | T_LONGB-RTK | 2
BTZ | T_LUICD-1 | 14
BTZ | T_MARMD-1 | 13
BTZ | T_MEADD-1 | 13
BTZ | T_MEDP-1 | 9
BTZ | T_MIDMW-1 | 13
BTZ | T_MILWW-1 | 14
BTZ | T_MILWWD-1 | 14
BTZ | T_MKHLW-1 | 13
BTZ | T_MOSED-1 | 13
BTZ | T_MRWD-1 | 8
BTZ | T_MYGPW-1 | 13
BTZ | T_NANT-1 | 14
BTZ | T_NWCRS-1 | 3
BTZ | T_NWCRS-2 | 3
BTZ | T_OMNDD-1 | 7
BTZ | T_OMNDW-1 | 7
BTZ | T_OXEN_NR | 7
BTZ | T_PARHD-1 | 13
BTZ | T_PATB_RTK | 2
BTZ | T_PEHE-1 | 14
BTZ | T_PEHE-2 | 14
BTZ | T_PEHED-1 | 14
BTZ | T_PEMB-11 | 10
BTZ | T_PEMB-21 | 10
BTZ | T_PEMB-31 | 10
BTZ | T_PEMB-41 | 10
BTZ | T_PEMB-51 | 10
BTZ | T_PGBIW-1 | 13
BTZ | T_PNYCB-1 | 10
BTZ | T_PNYCW-1 | 10
BTZ | T_POOBD-1 | 13
BTZ | T_POPP_3RTK | 6
BTZ | T_PORGD-1 | 13
BTZ | T_PUDMD-1 | 3
BTZ | T_PUDMD-2 | 3
BTZ | T_RATS-1 | 2
BTZ | T_RATS-2 | 2
BTZ | T_RATS-3 | 2
BTZ | T_RATS-4 | 2
BTZ | T_RATSGT-2 | 2
BTZ | T_RATSGT-4 | 2
BTZ | T_RAVED-1 | 13
BTZ | T_RCBKO-1 | 1
BTZ | T_RCBKO-2 | 1
BTZ | T_RMPNO-1 | 9
BTZ | T_RMPNO-2 | 9
BTZ | T_ROCK-1 | 4
BTZ | T_RREW-1 | 7
BTZ | T_RRWW-1 | 7
BTZ | T_RUGGT-6 | 5
BTZ | T_RUGGT-7 | 5
BTZ | T_RUGPS-6 | 5
BTZ | T_RUGPS-7 | 5
BTZ | T_RYHAD-1 | 2
BTZ | T_RYHAD-2 | 2
BTZ | T_RYHPS-1 | 1
BTZ | T_SACOD-1 | 13
BTZ | T_SANQD-1 | 13
BTZ | T_SANQW-1 | 13
BTZ | T_SCCL-1 | 12
BTZ | T_SCCL-2 | 12
BTZ | T_SCCL-3 | 12
BTZ | T_SCCL-4 | 12
BTZ | T_SEAB-1 | 11
BTZ | T_SEAB-2 | 11
BTZ | T_SEEL-1 | 2
BTZ | T_SELL-1 | 9
BTZ | T_SELLD-1 | 9
BTZ | T_SFGSD-1 | 14
BTZ | T_SFGSD-2 | 14
BTZ | T_SFILD-1 | 14
BTZ | T_SHBA-1 | 12
BTZ | T_SHBA-2 | 12
BTZ | T_SHRSW-1 | 1
BTZ | T_SHRSW-2 | 1
BTZ | T_SIMEC-1 | 10
BTZ | T_SINGL1 | 9
BTZ | T_SIZB-1 | 1
BTZ | T_SIZB-2 | 1
BTZ | T_SIZB-D | 1
BTZ | T_SLOY-2 | 14
BTZ | T_SLOY-3 | 14
BTZ | T_SLOYD-1 | 14
BTZ | T_SNDND-1 | 1
BTZ | T_SNDND-2 | 1
BTZ | T_SPGFD-1 | 1
BTZ | T_SPGFD-2 | 1
BTZ | T_SPLN-1 | 2
BTZ | T_STAY-1 | 2
BTZ | T_STAY-2 | 2
BTZ | T_STAY-3 | 2
BTZ | T_STAY-4 | 2
BTZ | T_STBRD-1 | 7
BTZ | T_STBRD-2 | 7
BTZ | T_STFERGD-1 | 14
BTZ | T_STLGW-1 | 14
BTZ | T_STLGW-2 | 14
BTZ | T_STLGW-3 | 14
BTZ | T_STRNW-1 | 14
BTZ | T_SUTB-1 | 1
BTZ | T_SVRP-10 | 10
BTZ | T_SVRP-20 | 10
BTZ | T_TDBNW-1 | 13
BTZ | T_THNJD-1 | 8
BTZ | T_THNJD-2 | 8
BTZ | T_THNTO-1 | 9
BTZ | T_THNTO-2 | 9
BTZ | T_TINSD-1 | 12
BTZ | T_TODSD-1 | 6
BTZ | T_TORN-1 | 13
BTZ | T_TORN-2 | 13
BTZ | T_TORN-D | 13
BTZ | T_TRAWS-D | 4
BTZ | T_TSREP-1 | 6
BTZ | T_USKM-13 | 10
BTZ | T_USKM-14 | 10
BTZ | T_USKM-15 | 10
BTZ | T_WBUGT-1 | 2
BTZ | T_WBUGT-4 | 2
BTZ | T_WBUPS-1 | 2
BTZ | T_WBUPS-2 | 2
BTZ | T_WBUPS-3 | 2
BTZ | T_WBUPS-4 | 2
BTZ | T_WBURB-1 | 2
BTZ | T_WBURB-2 | 2
BTZ | T_WBURB-3 | 2
BTZ | T_WBURB-41 | 2
BTZ | T_WBURB-43 | 2
BTZ | T_WDNSO-1 | 7
BTZ | T_WDNSO-2 | 7
BTZ | T_WHIHW-1 | 13
BTZ | T_WHILW-1 | 13
BTZ | T_WHILW-2 | 13
BTZ | T_WHISTLD-1 | 14
BTZ | T_WILCT-1 | 6
BTZ | T_WISTW-2 | 13
BTZ | T_WLNYO-2 | 7
BTZ | T_WLNYO-3 | 7
BTZ | T_WLNYO-4 | 7
BTZ | T_WLNYW-1 | 7
BTZ | T_WTMSO-1 | 12
BTZ | T_WYLF-1 | 4
BTZ | T_WYLF-2 | 4
BTZ | T_WYLF-3 | 4
BTZ | T_WYLF-4 | 4
BTZ | T_WYLF-D1 | 4
BTZ | T_WYLF-D2 | 4
BTZ | T_WYLF-D3 | 4
In the 2018 version of this file I used this section to look at the reasons why the infered TFL Zone based on the Reference NMS data correlates to an incorrect GSP Group. I suggest how the TFL Zone could be changed.
There may be legitimate reasons for TFL Zones and GSP Groups not to match so this data may not be wrong.
Similarly on occasion two GSP IDs map to the same NodeID despite being in different GSP Groups. Again there may be legitimate reasons but at face value this seems odd.
Bottom line is that we rely on Elexon's GSP Groups rather than inferring GSP Group data via the TFL Zone.

## Zone mapping
Part of the NMS file (Elexon Portal)
Mapping from Elexon's Reference NMS
| TFL Zone | GSP Group | GSP Group Description
| 1 | _A | Eastern
| 2 | _B | East Midlands
| 3 | _C | London
| 4 | _D | Merseyside & North Wales
| 5 | _E | Midlands
| 6 | _F | Northern
| 7 | _G | North Western
| 8 | _H | Southern
| 9 | _J | South Eastern
| 10 | _K | South Wales
| 11 | _L | South Western
| 12 | _M | Yorkshire
| 13 | _N | South of Scotland
| 14 | _P | North of Scotland
Interconnector (and Interconnector BMUs)
| Interconnector | Node | TFL Zone
| BRITNED | GRAI41 | 9
| EWIC | CONQ40 | 4
| FRANCE | SELL41 | 9
| MOYLE | AUCH2- | 13
| NEMOLINK | RICH4 | 9
| ELECLINK | SELL41 | 9

## Nodes list
Part of the Reference NMS file (Elexon Portal)
List of Nodes provided by the Transmission Company and used in the reference Network Mapping Statement.
Complete and accurate as at 18th October 2019 (for use in BSC year 2019/20)
Node | Site | Voltage | Network Number
ABBA1- | Aberdeen Bay | 132 | 1
ABBA6- | Aberdeen Bay | 66 | 1
ABHA11 | Abham | 132 | 1
ABHA12 | Abham | 132 | 1
ABHA4A | Abham | 400 | 1
ABHA4B | Abham | 400 | 1
ABNE1Q | Abernethy | 132 | 1
ABNE3- | Abernethy | 33 | 1
ABTH11 | Aberthaw | 132 | 1
ABTH12 | Aberthaw | 132 | 1
ABTH21 | Aberthaw | 275 | 1
ABTH22 | Aberthaw | 275 | 1
ACHR1R | A-Cruach | 132 | 1
ACHR3- | A-Cruach | 33 | 1
AIGA1Q | Aigas | 132 | 1
AIGA5- | Aigas | 11 | 1
AIKE3A | Aikengall Wind Farm | 33 | 1
AIKE3B | Aikengall Wind Farm | 33 | 1
ALDW21 | Aldwarke | 275 | 1
ALDW31 | Aldwarke | 33 | 1
ALDW32 | Aldwarke | 33 | 1
ALNE1Q | Alness | 132 | 1
ALNE1R | Alness | 132 | 1
ALNE3J | Alness | 33 | 1
ALST31 | Alpha Steel | 33 | 1
ALST32 | Alpha Steel | 33 | 1
ALVE11 | Alverdiscott | 132 | 1
ALVE4A | Alverdiscott | 400 | 1
ALVE4B | Alverdiscott | 400 | 1
AMEM11 | Amersham | 132 | 1
AMEM4A | Amersham | 400 | 1
AMEM4B | Amersham | 400 | 1
AMUL1E | Amulree | 132 | 1
AMUL1F | Amulree | 132 | 1
AMUL1G | Amulree | 132 | 1
AMUL1H | Amulree | 132 | 1
ANSU1- | An Suidhe | 132 | 1
ANSU3- | An Suidhe | 33 | 1
ARBR1Q | Arbroath | 132 | 1
ARBR1R | Arbroath | 132 | 1
ARBR3- | Arbroath | 33 | 1
ARDK1- | Ardkinglas | 132 | 1
ARDK3K | Ardkinglas | 33 | 1
ARDR2Q | Ardross | 275 | 1
AREC1- | Arecleoch | 132 | 1
AREC3- | Arecleoch | 33 | 1
AREC3A | Arecleoch | 33 | 1
AREC3B | Arecleoch | 33 | 1
ARMO1J | Ardmore | 132 | 1
ARMO3- | Ardmore | 33 | 1
AUCH2- | Auchencrosh | 275 | 1
AUCW1- | Auchenwynd | 132 | 1
AXMI11 | Axminster | 132 | 1
AXMI41 | Axminster | 400 | 1
AYR-2Q | Ayr | 275 | 1
AYR-2R | Ayr | 275 | 1
AYR-3- | Ayr | 33 | 1
BAGA0J | Bathgate | Other | 1
BAGA0K | Bathgate | Other | 1
BAGA1Q | Bathgate | 132 | 1
BAGA1R | Bathgate | 132 | 1
BAGA3- | Bathgate | 33 | 1
BAGB21 | Baglan Bay | 275 | 1
BAIN1Q | Bainsford | 132 | 1
BAIN1R | Bainsford | 132 | 1
BAIN3- | Bainsford | 33 | 1
BARK11 | Barking | 132 | 1
BARK21 | Barking | 275 | 1
BARK22 | Barking | 275 | 1
BARK41 | Barking | 400 | 1
BARW31 | Barking West | 33 | 1
BARW32 | Barking West | 33 | 1
BEAT4A | Beatrice Wind | 400 | 1
BEAT4B | Beatrice Wind | 400 | 1
BEAU10 | Beauly | 132 | 1
BEAU1L | Beauly | 132 | 1
BEAU1M | Beauly | 132 | 1
BEAU1N | Beauly | 132 | 1
BEAU1P | Beauly | 132 | 1
BEAU1Q | Beauly | 132 | 1
BEAU1R | Beauly | 132 | 1
BEAU1S | Beauly | 132 | 1
BEAU1T | Beauly | 132 | 1
BEAU20 | Beauly | 275 | 1
BEAU3- | Beauly | 33 | 1
BEAU4- | Beauly | 400 | 1
BEDD11 | Beddington | 132 | 1
BEDD1A | Beddington | 132 | 1
BEDD1B | Beddington | 132 | 1
BEDD21 | Beddington | 275 | 1
BEDD22 | Beddington | 275 | 1
BEDD23 | Beddington | 275 | 1
BEDD4A | Beddington | 400 | 1
BEDD4B | Beddington | 400 | 1
BEIN11 | Beinneun | 132 | 1
BEIN31 | Beinneun | 33 | 1
BERB2Q | Berryburn | 275 | 1
BERB3- | Berryburn | 33 | 1
BERW1Q | Berwick | 132 | 1
BERW1R | Berwick | 132 | 1
BERW3- | Berwick | 33 | 1
BESW11 | Berkswell | 132 | 1
BESW12 | Berkswell | 132 | 1
BESW21 | Berkswell | 275 | 1
BHLA11 | Bhlaraidh | 132 | 1
BHLA31 | Bhlaraidh | 33 | 1
BICF11 | Bicker Fen | 132 | 1
BICF4A | Bicker Fen | 400 | 1
BICF4B | Bicker Fen | 400 | 1
BIHI1Q | Birkhill | 132 | 1
BIHI1R | Birkhill | 132 | 1
BIRK11 | Birkenhead | 132 | 1
BIRK21 | Birkenhead | 275 | 1
BISW11 | Bishops Wood | 132 | 1
BISW21 | Bishops Wood | 275 | 1
BLAH1- | Blackhill | 132 | 1
BLAH3A | Blackhill | 33 | 1
BLAH3B | Blackhill | 33 | 1
BLCW1- | Blackcraig | 132 | 1
BLCW3- | Blackcraig | 33 | 1
BLHI10 | Blackhillock | 132 | 1
BLHI20 | Blackhillock | 275 | 1
BLHI2L | Blackhillock | 275 | 1
BLHI2M | Blackhillock | 275 | 1
BLHI4- | Blackhillock | 400 | 1
BLKL1- | Blacklaw Windfarm | 132 | 1
BLKL3A | Blacklaw Windfarm | 33 | 1
BLKL3B | Blacklaw Windfarm | 33 | 1
BLLX1- | Blacklaw Extension | 132 | 1
BLLX3- | Blacklaw Extension | 33 | 1
BLYT1A | Blyth | 132 | 1
BLYT1B | Blyth | 132 | 1
BLYT21 | Blyth | 275 | 1
BLYT4A | Blyth | 400 | 1
BLYT4B | Blyth | 400 | 1
BLYT61 | Blyth | 66 | 1
BOAG1Q | Boat of Garten | 132 | 1
BOAG1R | Boat of Garten | 132 | 1
BOAG3- | Boat of Garten | 33 | 1
BODE41 | Bodelwyddan | 400 | 1
BODE4C | Bodelwyddan | 400 | 1
BODE4D | Bodelwyddan | 400 | 1
BOLN11 | Bolney | 132 | 1
BOLN12 | Bolney | 132 | 1
BOLN41 | Bolney | 400 | 1
BONB2J | Bonnybridge Border Node | 275 | 1
BONB4- | Bonnybridge Border Node | 400 | 1
BONN0J | Bonnybridge | Other | 1
BONN0K | Bonnybridge | Other | 1
BONN0L | Bonnybridge | Other | 1
BONN1- | Bonnybridge | 132 | 1
BONN2A | Bonnybridge | 275 | 1
BONN2B | Bonnybridge | 275 | 1
BONN3- | Bonnybridge | 33 | 1
BOSO10 | Barrow Wind Farm Onshore Site | 132 | 155
BOSO1A | Barrow Wind Farm Onshore Site | 132 | 155
BOSW10 | Barrow Offshore Wind Farm | 132 | 155
BOSW30 | Barrow Offshore Wind Farm | 33 | 155
BOTW11 | Botley Wood | 132 | 1
BOTW41 | Botley Wood | 400 | 1
BPGR3J | BP Grangemouth | 33 | 1
BPGR3K | BP Grangemouth | 33 | 1
BRAE1G | Braehead | 132 | 1
BRAE1P | Braehead | 132 | 1
BRAI11 | Braintree | 132 | 1
BRAI4A | Braintree | 400 | 1
BRAI4B | Braintree | 400 | 1
BRAP1- | Braehead Park | 132 | 1
BRAP3- | Braehead Park | 33 | 1
BRAW11 | Bradford West | 132 | 1
BRAW12 | Bradford West | 132 | 1
BRAW21 | Bradford West | 275 | 1
BRAW4A | Bradford West | 400 | 1
BRCW20 | Braco West | 275 | 1
BRCW3- | Braco West | 33 | 1
BREC10 | Brechin | 132 | 1
BRED11 | Bredbury | 132 | 1
BRED21 | Bredbury | 275 | 1
BRFO11 | Bramford | 132 | 1
BRFO12 | Bramford | 132 | 1
BRFO41 | Bramford | 400 | 1
BRID1Q | Bridge of Dun | 132 | 1
BRID1R | Bridge of Dun | 132 | 1
BRID3- | Bridge of Dun | 33 | 1
BRIM11 | Brimsdown | 132 | 1
BRIM2A | Brimsdown | 275 | 1
BRIM2B | Brimsdown | 275 | 1
BRIM2C | Brimsdown | 275 | 1
BRIM2D | Brimsdown | 275 | 1
BRIN21 | Brinsworth | 275 | 1
BRIN22 | Brinsworth | 275 | 1
BRIN41 | Brinsworth | 400 | 1
BRLE11 | Bramley | 132 | 1
BRLE12 | Bramley | 132 | 1
BRLE13 | Bramley | 132 | 1
BRLE14 | Bramley | 132 | 1
BRLE41 | Bramley | 400 | 1
BROA1Q | Broadford | 132 | 1
BROA3- | Broadford | 33 | 1
BROR1- | Brora | 132 | 1
BROR1Q | Brora | 132 | 1
BROR3- | Brora | 33 | 1
BROX1Q | Broxburn | 132 | 1
BROX1R | Broxburn | 132 | 1
BROX3- | Broxburn | 33 | 1
BRWA11 | Bridgewater | 132 | 1
BRWA2A | Bridgewater | 275 | 1
BRWA2B | Bridgewater | 275 | 1
BUBO20 | Burbo Bank Extension Onshore Substation | 275 | 1
BULL41 | Bulls Lodge | 400 | 1
BUMU10 | Burghmuir | 132 | 1
BUMU3- | Burghmuir | 33 | 1
BURB21 | Burbo Bank | 275 | 1
BURB31 | Burbo Bank | 33 | 1
BURB41 | Burbo Bank | 400 | 1
BURW11 | Burwell | 132 | 1
BURW41 | Burwell | 400 | 1
BUSB2- | Busby | 275 | 1
BUSH11 | Bushbury | 132 | 1
BUSH21 | Bushbury | 275 | 1
BUST11 | Bustleholm | 132 | 1
BUST21 | Bustleholm | 275 | 1
BUST4A | Bustleholm | 400 | 1
BUST4B | Bustleholm | 400 | 1
CAAD1Q | Carradale | 132 | 1
CAAD1R | Carradale | 132 | 1
CAAD3- | Carradale | 33 | 1
CAAD3J | Carradale | 33 | 1
CAFA1Q | Carsfad | 132 | 1
CAFA5R | Carsfad | 11 | 1
CAIN2- | Cairnford | 275 | 1
CAIN3J | Cairnford | 33 | 1
CAMA11 | Cambridge Arms | 132 | 1
CAMA12 | Cambridge Arms | 132 | 1
CAML61 | Camblesforth | 66 | 1
CANT13 | Canterbury | 132 | 1
CANT14 | Canterbury | 132 | 1
CANT41 | Canterbury | 400 | 1
CAPE11 | Capenhurst | 132 | 1
CAPE1A | Capenhurst | 132 | 1
CAPE1B | Capenhurst | 132 | 1
CAPE21 | Capenhurst | 275 | 1
CAPE4A | Capenhurst | 400 | 1
CAPE4B | Capenhurst | 400 | 1
CARE11 | Cardiff East | 132 | 1
CARE21 | Cardiff East | 275 | 1
CARR11 | Carrington | 132 | 1
CARR12 | Carrington | 132 | 1
CARR21 | Carrington | 275 | 1
CARR41 | Carrington | 400 | 1
CARR4A | Carrington | 400 | 1
CARR4B | Carrington | 400 | 1
CASS1Q | Cashley | 132 | 1
CASS3- | Cashley | 33 | 1
CATY0J | Carntyne | Other | 1
CATY0K | Carntyne | Other | 1
CATY1Q | Carntyne | 132 | 1
CATY1R | Carntyne | 132 | 1
CATY3- | Carntyne | 33 | 1
CEAN1Q | Ceannacroc | 132 | 1
CEAN5- | Ceannacroc | 11 | 1
CELL11 | Cellarhead | 132 | 1
CELL12 | Cellarhead | 132 | 1
CELL41 | Cellarhead | 400 | 1
CHAP1- | Chapelcross | 132 | 1
CHAP3- | Chapelcross | 33 | 1
CHAR1- | Charleston | 132 | 1
CHAR10 | Charleston | 132 | 1
CHAR3- | Charleston | 33 | 1
CHAS2Q | Charlotte Street | 275 | 1
CHAS2R | Charlotte Street | 275 | 1
CHAS3- | Charlotte Street | 33 | 1
CHIC11 | Chickerell | 132 | 1
CHIC41 | Chickerell | 400 | 1
CHIC42 | Chickerell | 400 | 1
CHSI11 | Chessington | 132 | 1
CHSI1A | Chessington | 132 | 1
CHSI1B | Chessington | 132 | 1
CHSI21 | Chessington | 275 | 1
CHTE11 | Chesterfield | 132 | 1
CHTE12 | Chesterfield | 132 | 1
CHTE21 | Chesterfield | 275 | 1
CILF2A | Cilfynydd | 275 | 1
CILF2B | Cilfynydd | 275 | 1
CILF41 | Cilfynydd | 400 | 1
CITR11 | City Road | 132 | 1
CITR12 | City Road | 132 | 1
CITR41 | City Road | 400 | 1
CLAC1Q | Clachan | 132 | 1
CLAC5J | Clachan | 11 | 1
CLAY1A | Clayhills | 132 | 1
CLAY1B | Clayhills | 132 | 1
CLAY1R | Clayhills | 132 | 1
CLAY3- | Clayhills | 33 | 1
CLEH41 | Cleve Hill | 400 | 1
CLTO11 | Clacton | 132 | 296
CLUN1A | Clunie | 132 | 1
CLUN1B | Clunie | 132 | 1
CLUN5J | Clunie | 11 | 1
CLUN5K | Clunie | 11 | 1
CLYM2- | Clyde's Mill | 275 | 1
CLYM3- | Clyde's Mill | 33 | 1
CLYN2Q | Clyde North | 275 | 1
CLYN3A | Clyde North | 33 | 1
CLYN3B | Clyde North | 33 | 1
CLYN3C | Clyde North | 33 | 1
CLYN3D | Clyde North | 33 | 1
CLYS2R | Clyde South | 275 | 1
CLYS3A | Clyde South | 33 | 1
CLYS3B | Clyde South | 33 | 1
COAL1- | Coalburn | 132 | 1
COAL4- | Coalburn | 400 | 1
COAT2Q | Coatbridge | 275 | 1
COAT2R | Coatbridge | 275 | 1
COAT3- | Coatbridge | 33 | 1
COCK2- | Cockenzie | 275 | 1
COCK3- | Cockenzie | 33 | 1
COCK4Q | Cockenzie | 400 | 1
COCK4R | Cockenzie | 400 | 1
COGA1- | Corriegarth | 132 | 1
COGA1C | Corriegarth | 132 | 1
COGA3- | Corriegarth | 33 | 1
CONN1C | Connagill | 132 | 1
CONN1J | Connagill | 132 | 1
CONN2J | Connagill | 275 | 1
CONQ11 | Connahs Quay | 132 | 1
CONQ12 | Connahs Quay | 132 | 1
CONQ13 | Connahs Quay | 132 | 1
CONQ41 | Connahs Quay | 400 | 1
CONQ42 | Connahs Quay | 400 | 1
CORI10 | Corriemoillie | 132 | 1
CORI1P | Corriemoillie | 132 | 1
CORI1Q | Corriemoillie | 132 | 1
CORI3- | Corriemoillie | 33 | 1
CORI3J | Corriemoillie | 33 | 1
COSO41 | Coryton South | 400 | 1
COTT41 | Cottam | 400 | 1
COTT42 | Cottam | 400 | 1
COUA1Q | Coupar Angus | 132 | 1
COUA1R | Coupar Angus | 132 | 1
COUA3- | Coupar Angus | 33 | 1
COUW31 | Cour Wind | 33 | 1
COVE11 | Coventry | 132 | 1
COVE12 | Coventry | 132 | 1
COVE21 | Coventry | 275 | 1
COWL11 | Cowley | 132 | 1
COWL12 | Cowley | 132 | 1
COWL41 | Cowley | 400 | 1
COWT2A | Cowbridge Tee | 275 | 1
COYL1- | Coylton | 132 | 1
COYL2- | Coylton | 275 | 1
COYL3- | Coylton | 33 | 1
COYT1T | Coylton Tee | 132 | 1
COYW2S | Coylton West | 275 | 1
COYW2T | Coylton West | 275 | 1
CRAI1- | Craigiebuckler | 132 | 1
CRAI10 | Craigiebuckler | 132 | 1
CRAI11 | Craigiebuckler | 132 | 1
CRAI12 | Craigiebuckler | 132 | 1
CRAI3- | Craigiebuckler | 33 | 1
CREB11 | Creyke Beck | 132 | 1
CREB12 | Creyke Beck | 132 | 1
CREB2A | Creyke Beck | 275 | 1
CREB2B | Creyke Beck | 275 | 1
CREB41 | Creyke Beck | 400 | 1
CROO1Q | Crookston | 132 | 1
CROO1R | Crookston | 132 | 1
CROO3J | Crookston | 33 | 1
CROO3K | Crookston | 33 | 1
CRSS10 | Crossaig | 132 | 1
CRSS1Q | Crossaig | 132 | 1
CRSS1R | Crossaig | 132 | 1
CRSS2A | Crossaig | 275 | 1
CRSS2B | Crossaig | 275 | 1
CRSS2C | Crossaig | 275 | 1
CRSS2D | Crossaig | 275 | 1
CRUA2S | Cruachan | 275 | 1
CRUA2T | Cruachan | 275 | 1
CRYR1- | Crystal Rig | 132 | 1
CRYR1A | Crystal Rig | 132 | 1
CRYR31 | Crystal Rig | 33 | 1
CRYR32 | Crystal Rig | 33 | 1
CRYR4- | Crystal Rig | 400 | 1
CULJ31 | Culham Jet | 33 | 1
CULJ32 | Culham Jet | 33 | 1
CULJ33 | Culham Jet | 33 | 1
CULJ4A | Culham Jet | 400 | 1
CULL1Q | Culligran | 132 | 1
CULL5- | Culligran | 11 | 1
CUMB1Q | Cumbernauld | 132 | 1
CUMB1R | Cumbernauld | 132 | 1
CUMB3- | Cumbernauld | 33 | 1
CUPA1Q | Cupar | 132 | 1
CUPA1R | Cupar | 132 | 1
CUPA3- | Cupar | 33 | 1
CURR1A | Currie | 132 | 1
CURR1B | Currie | 132 | 1
CURR2- | Currie | 275 | 1
CURR5- | Currie | 11 | 1
DAAS2- | Dallas | 275 | 1
DAAS3- | Dallas | 33 | 1
DAIN41 | Daines | 400 | 1
DAIN42 | Daines | 400 | 1
DALL2- | Dalmally | 275 | 1
DALM1- | Dalmarnock | 132 | 1
DALM2Q | Dalmarnock | 275 | 1
DALM2R | Dalmarnock | 275 | 1
DALM3- | Dalmarnock | 33 | 1
DEAN1Q | Deanie | 132 | 1
DEAN5- | Deanie | 11 | 1
DENN1- | Denny North | 132 | 1
DENN2- | Denny North | 275 | 1
DENN4- | Denny North | 400 | 1
DENS1Q | Denside | 132 | 1
DESA1Q | Dersalloch | 132 | 1
DESA3- | Dersalloch | 33 | 1
DEVM0J | Devol Moor | Other | 1
DEVM0K | Devol Moor | Other | 1
DEVM1- | Devol Moor | 132 | 1
DEVM3- | Devol Moor | 33 | 1
DEVM4- | Devol Moor | 400 | 1
DEVO1- | Devonside | 132 | 1
DEVO3- | Devonside | 33 | 1
DEWP2Q | Dewar Place | 275 | 1
DEWP2R | Dewar Place | 275 | 1
DEWP3- | Dewar Place | 33 | 1
DIDC41 | Didcot | 400 | 1
DINO41 | Dinorwig | 400 | 1
DITN1A | Distington Tee | 132 | 429
DORE11 | Dorenell | 132 | 1
DORE12 | Dorenell | 132 | 1
DORE31 | Dorenell | 33 | 1
DORE32 | Dorenell | 33 | 1
DOUN1- | Dounreay | 132 | 1
DOUN2- | Dounreay | 275 | 1
DOUN3- | Dounreay | 33 | 1
DRAK11 | Drakelow | 132 | 1
DRAK2A | Drakelow | 275 | 1
DRAK41 | Drakelow | 400 | 1
DRAX11 | Drax | 132 | 1
DRAX41 | Drax | 400 | 1
DRAX42 | Drax | 400 | 1
DRCR1Q | Drumcross | 132 | 1
DRCR1R | Drumcross | 132 | 1
DRCR3- | Drumcross | 33 | 1
DRUM2Q | Drumchapel | 275 | 1
DRUM2R | Drumchapel | 275 | 1
DRUM3- | Drumchapel | 33 | 1
DUBE1Q | Dunbeath | 132 | 1
DUBE3- | Dunbeath | 33 | 1
DUCC1J | Dunmore Cable Compound | 132 | 1
DUCC1K | Dunmore Cable Compound | 132 | 1
DUDG11 | Dudgeon Offshore Wind Farm | 132 | 1
DUDG31 | Dudgeon Offshore Wind Farm | 33 | 1
DUDH1Q | Dudhope | 132 | 1
DUDH1R | Dudhope | 132 | 1
DUDH3- | Dudhope | 33 | 1
DUDO11 | Dudgeon Onshore Substation | 132 | 1
DUGR1Q | Dunvegan | 132 | 1
DUGR3- | Dunvegan | 33 | 1
DUMF1- | Dumfries | 132 | 1
DUMF3- | Dumfries | 33 | 1
DUMF3I | Dumfries | 33 | 1
DUNB1Q | Dunbar | 132 | 1
DUNB1R | Dunbar | 132 | 1
DUNB3- | Dunbar | 33 | 1
DUNE1- | Dunlaw Extension | 132 | 1
DUNE3- | Dunlaw Extension | 33 | 1
DUNF1Q | Dunfermline | 132 | 1
DUNF1R | Dunfermline | 132 | 1
DUNF3- | Dunfermline | 33 | 1
DUNG21 | Dungeness | 275 | 1
DUNG41 | Dungeness | 400 | 1
DUNH1Q | Dunhill | 132 | 1
DUNH1R | Dunhill | 132 | 1
DUNH1S | Dunhill | 132 | 1
DUNH1T | Dunhill | 132 | 1
DUNH3- | Dunhill | 33 | 1
DUNM1- | Dunmaglass | 132 | 1
DUNM1C | Dunmaglass | 132 | 1
DUNM3- | Dunmaglass | 33 | 1
DUNO1Q | Dunoon | 132 | 1
DUNO1R | Dunoon | 132 | 1
DUNO3- | Dunoon | 33 | 1
DYCE1J | Dyce | 132 | 1
DYCE1Q | Dyce | 132 | 1
DYCE1R | Dyce | 132 | 1
DYCE3- | Dyce | 33 | 1
EALI21 | Ealing | 275 | 1
EALI61 | Ealing | 66 | 1
EASO11 | Eaton Socon | 132 | 1
EASO41 | Eaton Socon | 400 | 1
EAST1Q | Earlstoun | 132 | 1
EAST5- | Earlstoun | 11 | 1
ECCF0J | Ecclefechan | Other | 1
ECCF0K | Ecclefechan | Other | 1
ECCF1J | Ecclefechan | 132 | 1
ECCF1K | Ecclefechan | 132 | 1
ECCL1- | Eccles | 132 | 1
ECCL3- | Eccles | 33 | 1
ECCL41 | Eccles | 400 | 1
ECCL42 | Eccles | 400 | 1
ECCL4C | Eccles | 400 | 1
ECCL4D | Eccles | 400 | 1
ECLA11 | East Claydon | 132 | 1
ECLA12 | East Claydon | 132 | 1
ECLA41 | East Claydon | 400 | 1
EDIN1- | Edinbane | 132 | 1
EDIN3- | Edinbane | 33 | 1
EERH2- | Easterhouse | 275 | 1
EERH3- | Easterhouse | 33 | 1
EGGB41 | Eggborough | 400 | 1
EGGB42 | Eggborough | 400 | 1
EKIL2Q | East Kilbride | 275 | 1
EKIL2R | East Kilbride | 275 | 1
EKIL2S | East Kilbride | 275 | 1
EKIL2T | East Kilbride | 275 | 1
EKIL3- | East Kilbride | 33 | 1
EKIS2- | East Kilbride South | 275 | 1
EKIS3- | East Kilbride South | 33 | 1
ELDE1Q | Elderslie | 132 | 1
ELDE1R | Elderslie | 132 | 1
ELDE3- | Elderslie | 33 | 1
ELGI1L | Elgin | 132 | 1
ELGI1M | Elgin | 132 | 1
ELGI1Q | Elgin | 132 | 1
ELGI1R | Elgin | 132 | 1
ELGI3- | Elgin | 33 | 1
ELLA11 | Elland | 132 | 1
ELLA12 | Elland | 132 | 1
ELLA21 | Elland | 275 | 1
ELST11 | Elstree | 132 | 1
ELST12 | Elstree | 132 | 1
ELST13 | Elstree | 132 | 1
ELST21 | Elstree | 275 | 1
ELST22 | Elstree | 275 | 1
ELST41 | Elstree | 400 | 1
ELST4B | Elstree | 400 | 1
ELVA0J | Elvanfoot | Other | 1
ELVA0K | Elvanfoot | Other | 1
ELVA2Q | Elvanfoot | 275 | 1
ELVA2R | Elvanfoot | 275 | 1
ELVA4- | Elvanfoot | 400 | 1
ENDE11 | Enderby | 132 | 1
ENDE41 | Enderby | 400 | 1
ERRO10 | Errochty | 132 | 1
ERRO1A | Errochty | 132 | 1
ERRO1B | Errochty | 132 | 1
ERRO1T | Errochty | 132 | 1
ERRO5J | Errochty | 11 | 1
ERRO5L | Errochty | 11 | 1
ERSK1Q | Erskine | 132 | 1
ERSK1R | Erskine | 132 | 1
ERSK3- | Erskine | 33 | 1
ESST1Q | Essenside | 132 | 1
ESST1R | Essenside | 132 | 1
EWEH1Q | Ewe Hill | 132 | 1
EWEH3- | Ewe Hill | 33 | 1
EXET11 | Exeter | 132 | 1
EXET41 | Exeter | 400 | 1
FAAR1Q | Farr Windfarm | 132 | 1
FAAR1R | Farr Windfarm | 132 | 1
FAAR3J | Farr Windfarm | 33 | 1
FAAR3K | Farr Windfarm | 33 | 1
FALL3A | Fallago | 33 | 1
FALL3B | Fallago | 33 | 1
FALL4- | Fallago | 400 | 1
FARI1J | Farigaig | 132 | 1
FARI1K | Farigaig | 132 | 1
FARI2J | Farigaig | 275 | 1
FARI2K | Farigaig | 275 | 1
FASN2- | Fasnakyle | 275 | 1
FASN3- | Fasnakyle | 33 | 1
FAUG1- | Fort Augustus | 132 | 1
FAUG11 | Fort Augustus | 132 | 1
FAUG12 | Fort Augustus | 132 | 1
FAUG13 | Fort Augustus | 132 | 1
FAUG1Q | Fort Augustus | 132 | 1
FAUG20 | Fort Augustus | 275 | 1
FAUG3- | Fort Augustus | 33 | 1
FAUG4- | Fort Augustus | 400 | 1
FAWL11 | Fawley | 132 | 1
FAWL41 | Fawley | 400 | 1
FECK21 | Feckenham | 275 | 1
FECK41 | Feckenham | 400 | 1
FECK61 | Feckenham | 66 | 1
FENW4A | Fenwick Tee | 400 | 1
FERO1- | Fernoch | 132 | 1
FERO1S | Fernoch | 132 | 1
FERO3- | Fernoch | 33 | 1
FERR11 | Ferrybridge | 132 | 1
FERR21 | Ferrybridge | 275 | 1
FERR22 | Ferrybridge | 275 | 1
FERR23 | Ferrybridge | 275 | 1
FERR2A | Ferrybridge | 275 | 1
FERR2B | Ferrybridge | 275 | 1
FERR2D | Ferrybridge | 275 | 1
FERR2E | Ferrybridge | 275 | 1
FERR4A | Ferrybridge | 400 | 1
FERR61 | Ferrybridge | 66 | 1
FETT1- | Fetteresso | 132 | 1
FETT2P | Fetteresso | 275 | 1
FETT2Q | Fetteresso | 275 | 1
FETT2R | Fetteresso | 275 | 1
FETT3S | Fetteresso | 33 | 1
FFES21 | Ffestiniog | 275 | 1
FFES22 | Ffestiniog | 275 | 1
FIDD10 | Fiddes | 132 | 1
FIDD1B | Fiddes | 132 | 1
FIDD3- | Fiddes | 33 | 1
FIDF11 | Fiddler's Ferry | 132 | 1
FIDF12 | Fiddler's Ferry | 132 | 1
FIDF13 | Fiddler's Ferry | 132 | 1
FIDF21 | Fiddler's Ferry | 275 | 1
FIDF22 | Fiddler's Ferry | 275 | 1
FIDF23 | Fiddler's Ferry | 275 | 1
FIDF24 | Fiddler's Ferry | 275 | 1
FIFE1A | Fife Energy | 132 | 1
FIFE1B | Fife Energy | 132 | 1
FINL1Q | Finlarig | 132 | 1
FINL5- | Finlarig | 11 | 1
FINN1Q | Finnieston | 132 | 1
FINN1R | Finnieston | 132 | 1
FINN3- | Finnieston | 33 | 1
FLEE11 | Fleet | 132 | 1
FLEE12 | Fleet | 132 | 1
FLEE41 | Fleet | 400 | 1
FLIB41 | Flintshire Bridge WestHVDC | 400 | 1
FOGG1Q | Foggieton | 132 | 1
FOGG1R | Foggieton | 132 | 1
FOUR21 | Fourstones | 275 | 1
FOUR31 | Fourstones | 33 | 1
FOUR71 | Fourstones | 20.5 | 1
FOYE0J | Foyers | Other | 1
FOYE0K | Foyers | Other | 1
FOYE2- | Foyers | 275 | 1
FRAS1Q | Fraserburgh | 132 | 1
FRAS1R | Fraserburgh | 132 | 1
FRAS3- | Fraserburgh | 33 | 1
FROD11 | Frodsham | 132 | 1
FROD2A | Frodsham | 275 | 1
FROD2B | Frodsham | 275 | 1
FROD41 | Frodsham | 400 | 1
FWIL1Q | Fort William | 132 | 1
FWIL1R | Fort William | 132 | 1
FWIL3- | Fort William | 33 | 1
FYRI1J | Fyrish | 132 | 1
FYRI1K | Fyrish | 132 | 1
FYRI2J | Fyrish | 275 | 1
FYRI2K | Fyrish | 275 | 1
GALA1- | Galashiels | 132 | 1
GALA3- | Galashiels | 33 | 1
GAOF10 | Galloper Offshore Substation | 132 | 1
GAOF30 | Galloper Offshore Substation | 33 | 1
GAON11 | Galloper Onshore | 132 | 1
GAON51 | Galloper Onshore | 11 | 1
GAON52 | Galloper Onshore | 11 | 1
GARB1Q | Gareloch Boundary | 132 | 1
GARB1R | Gareloch Boundary | 132 | 1
GARB1S | Gareloch Boundary | 132 | 1
GARB1T | Gareloch Boundary | 132 | 1
GARE1S | Gareloch | 132 | 1
GARE1T | Gareloch | 132 | 1
GART4A | Garforth | 400 | 1
GART4B | Garforth | 400 | 1
GAWH1Q | Galawhistle | 132 | 1
GAWH3- | Galawhistle | 33 | 1
GGON51 | Greater Gabbard Onshore Substation | 11 | 1
GGON52 | Greater Gabbard Onshore Substation | 11 | 1
GGON53 | Greater Gabbard Onshore Substation | 11 | 1
GIFF2Q | Giffnock | 275 | 1
GIFF2R | Giffnock | 275 | 1
GIFF3- | Giffnock | 33 | 1
GLAG1Q | Glen Agnes | 132 | 1
GLAG1R | Glen Agnes | 132 | 1
GLDO1G | Glendoe | 132 | 1
GLDO8- | Glendoe | Generator | 1
GLEN1Q | Glenmoriston | 132 | 1
GLEN5- | Glenmoriston | 11 | 1
GLFA1- | Glenfarclas | 132 | 1
GLFA3- | Glenfarclas | 33 | 1
GLGL1Q | Glenglass | 132 | 1
GLGL1R | Glenglass | 132 | 1
GLGL3- | Glenglass | 33 | 1
GLLE1- | Glenlee | 132 | 1
GLLE5- | Glenlee | 11 | 1
GLLU1Q | Glenluce | 132 | 1
GLLU1R | Glenluce | 132 | 1
GLLU3- | Glenluce | 33 | 1
GLNI1- | Glenniston | 132 | 1
GLNI3- | Glenniston | 33 | 1
GLRB2- | Glenrothes Boundary | 275 | 1
GLRO2- | Glenrothes | 275 | 1
GLRO3A | Glenrothes | 33 | 1
GLRO3B | Glenrothes | 33 | 1
GORG1Q | Gorgie | 132 | 1
GORG1R | Gorgie | 132 | 1
GORG3- | Gorgie | 33 | 1
GORW2- | Gordonbush Wind | 275 | 1
GORW3- | Gordonbush Wind | 33 | 1
GOVA1Q | Govan | 132 | 1
GOVA1R | Govan | 132 | 1
GOVA3- | Govan | 33 | 1
GRAI11 | Grain | 132 | 1
GRAI41 | Grain | 400 | 1
GRAN61 | Grange | 66 | 1
GREG11 | Greater Gabbard Offshore Wind Farm | 132 | 1
GREG12 | Greater Gabbard Offshore Wind Farm | 132 | 1
GREG13 | Greater Gabbard Offshore Wind Farm | 132 | 1
GREG30 | Greater Gabbard Offshore Wind Farm | 33 | 1
GREN11 | Grendon | 132 | 1
GREN12 | Grendon | 132 | 1
GREN41 | Grendon | 400 | 1
GRIF1S | Griffin Wind | 132 | 1
GRIF1T | Griffin Wind | 132 | 1
GRIF36 | Griffin Wind | 33 | 1
GRIF38 | Griffin Wind | 33 | 1
GRIW11 | Grimsby West | 132 | 1
GRIW12 | Grimsby West | 132 | 1
GRIW41 | Grimsby West | 400 | 1
GRMO2- | Grangemouth | 275 | 1
GRMO3C | Grangemouth | 33 | 1
GRNA1- | Gretna | 132 | 1
GRNA4- | Gretna | 400 | 1
GRNA4C | Gretna | 400 | 1
GRSA21 | Greystones 'A' | 275 | 1
GRSB21 | Greystones 'B' | 275 | 1
GRST61 | Greystones | 66 | 1
GRTO61 | Grangetown | 66 | 1
GRUB1Q | Grudie Bridge | 132 | 1
GRUB1R | Grudie Bridge | 132 | 1
GRUB3- | Grudie Bridge | 33 | 1
GUNS10 | Gunfleet Sands | 132 | 296
GUNS1A | Gunfleet Sands | 132 | 296
GUNS30 | Gunfleet Sands | 33 | 296
GWAW30 | Gwynt-Y-Mor Offshore Wind Farm A | 33 | 1
GWBW30 | Gwynt-Y-Mor Offshore Wind Farm B | 33 | 1
GWYN11 | Gmynt Y Mor Tee | 132 | 1
GWYN12 | Gmynt Y Mor Tee | 132 | 1
GWYN1A | Gmynt Y Mor Tee | 132 | 1
GWYN1B | Gmynt Y Mor Tee | 132 | 1
GWYN1C | Gmynt Y Mor Tee | 132 | 1
GWYN4A | Gmynt Y Mor Tee | 400 | 1
GWYN4B | Gmynt Y Mor Tee | 400 | 1
GWYO10 | Gwynt-Y-Mor Onshore Site | 132 | 1
GWYO1A | Gwynt-Y-Mor Onshore Site | 132 | 1
GWYW10 | Gwynt-Y-Mor Offshore Wind Farm | 132 | 1
HACK11 | Hackney | 132 | 1
HACK2A | Hackney | 275 | 1
HACK2B | Hackney | 275 | 1
HACK41 | Hackney | 400 | 1
HACK61 | Hackney | 66 | 1
HADH1- | Hadyard Hill | 132 | 1
HADH3- | Hadyard Hill | 33 | 1
HAGR1Q | Haggs Road | 132 | 1
HAGR1R | Haggs Road | 132 | 1
HAGR3- | Haggs Road | 33 | 1
HAKB1- | Harker Border Node | 132 | 1
HAKB1A | Harker Border Node | 132 | 1
HAKB4- | Harker Border Node | 400 | 1
HAKB4B | Harker Border Node | 400 | 1
HAMB4A | Hambleton Tee | 400 | 1
HAMB4B | Hambleton Tee | 400 | 1
HAMH2A | Hams Hall | 275 | 1
HAMH41 | Hams Hall | 400 | 1
HARE1- | Harestanes | 132 | 1
HARE3A | Harestanes | 33 | 1
HARE3B | Harestanes | 33 | 1
HARK11 | Harker | 132 | 1
HARK12 | Harker | 132 | 1
HARK1A | Harker | 132 | 1
HARK21 | Harker | 275 | 1
HARK22 | Harker | 275 | 1
HARK41 | Harker | 400 | 1
HARM21 | Hart Moor | 275 | 1
HARM61 | Hart Moor | 66 | 1
HATL21 | Hartlepool | 275 | 1
HAWI1- | Hawick | 132 | 1
HAWI1B | Hawick | 132 | 1
HAWI3- | Hawick | 33 | 1
HAWP21 | Hawthorn Pit | 275 | 1
HAWP4A | Hawthorn Pit | 400 | 1
HAWP61 | Hawthorn Pit | 66 | 1
HEDD4A | Heddon Tee | 400 | 1
HEDD4B | Heddon Tee | 400 | 1
HEDN11 | Hedon | 132 | 1
HEDO21 | Hedon | 275 | 1
HELE1- | Helensburgh | 132 | 1
HELE3- | Helensburgh | 33 | 1
HEYS11 | Heysham | 132 | 1
HEYS12 | Heysham | 132 | 1
HEYS41 | Heysham | 400 | 1
HIBU11 | Highbury | 132 | 1
HIBU41 | Highbury | 400 | 1
HIGM21 | High Marnham | 275 | 1
HIGM41 | High Marnham | 400 | 1
HIGM4A | High Marnham | 400 | 1
HINP21 | Hinkley Point | 275 | 1
HINP22 | Hinkley Point | 275 | 1
HINP41 | Hinkley Point | 400 | 1
HUCS4- | Hunterston Converter Station | 400 | 1
HUER1- | Hunterston | 132 | 1
HUER4- | Hunterston | 400 | 1
HUMO11 | Humber Gateway Onshore Site | 132 | 1
HUMO12 | Humber Gateway Onshore Site | 132 | 1
HUMO1A | Humber Gateway Onshore Site | 132 | 1
HUMO1B | Humber Gateway Onshore Site | 132 | 1
HUMR31 | Humber Refinery | 33 | 1
HUMR41 | Humber Refinery | 400 | 1
HUMW11 | Humber Gateway Offshore Wind Farm | 132 | 1
HUMW12 | Humber Gateway Offshore Wind Farm | 132 | 1
HUMW31 | Humber Gateway Offshore Wind Farm | 33 | 1
HUMW32 | Humber Gateway Offshore Wind Farm | 33 | 1
HUNE4- | Hunterston East | 400 | 1
HUNF1Q | Hunterston Farm | 132 | 1
HUNF1R | Hunterston Farm | 132 | 1
HUNF3- | Hunterston Farm | 33 | 1
HUNN2A | Hunterston North | 275 | 1
HUNN2B | Hunterston North | 275 | 1
HUNN2C | Hunterston North | 275 | 1
HUNN2D | Hunterston North | 275 | 1
HUNN4A | Hunterston North | 400 | 1
HUNN4B | Hunterston North | 400 | 1
HURS1B | Hurst | 132 | 1
HURS1C | Hurst | 132 | 1
HURS1D | Hurst | 132 | 1
HURS21 | Hurst | 275 | 1
HUTT11 | Hutton | 132 | 1
HUTT41 | Hutton | 400 | 1
HUTT4A | Hutton | 400 | 1
HUTT4B | Hutton | 400 | 1
HUTT71 | Hutton | 20.5 | 1
IMPP31 | Imperial Park | 33 | 1
IMPP41 | Imperial Park | 400 | 1
INDQ11 | Indian Queens | 132 | 1
INDQ41 | Indian Queens | 400 | 1
INGA1Q | Invergarry | 132 | 1
INGA5- | Invergarry | 11 | 1
INKE1Q | Inverkeithing | 132 | 1
INKE1R | Inverkeithing | 132 | 1
INKE3- | Inverkeithing | 33 | 1
INNE1A | Inverness | 132 | 1
INNE1B | Inverness | 132 | 1
INNE1K | Inverness | 132 | 1
INNE1Q | Inverness | 132 | 1
INNE3- | Inverness | 33 | 1
INRU1Q | Inverugie | 132 | 1
INRU1R | Inverugie | 132 | 1
INRU1S | Inverugie | 132 | 1
INVB2A | Inverarnan | 275 | 1
INVB2B | Inverarnan | 275 | 1
INVE10 | Inveraray | 132 | 1
INVR1- | Inverarnan | 132 | 1
INVR2- | Inverarnan | 275 | 1
INWI0J | Innerwick | Other | 1
INWI0K | Innerwick | Other | 1
INWI1Q | Innerwick | 132 | 1
INWI1R | Innerwick | 132 | 1
IROA11 | Iron Acton | 132 | 1
IROA12 | Iron Acton | 132 | 1
IROA13 | Iron Acton | 132 | 1
IROA21 | Iron Acton | 275 | 1
IRON11 | Ironbridge | 132 | 1
IRON12 | Ironbridge | 132 | 1
IRON13 | Ironbridge | 132 | 1
IRON41 | Ironbridge | 400 | 1
IVER11 | Iver | 132 | 1
IVER21 | Iver | 275 | 1
IVER22 | Iver | 275 | 1
IVER2A | Iver | 275 | 1
IVER4A | Iver | 400 | 1
IVER4B | Iver | 400 | 1
IVER61 | Iver | 66 | 1
JOHN1Q | Johnstone | 132 | 1
JOHN1R | Johnstone | 132 | 1
JOHN3- | Johnstone | 33 | 1
JORD21 | Jordanthorpe | 275 | 1
JORD31 | Jordanthorpe | 33 | 1
JUNA1T | Junction A | 132 | 1
JUNV1- | Junction V | 132 | 1
KAIM2- | Kaimes | 275 | 1
KAIM3A | Kaimes | 33 | 1
KAIM3B | Kaimes | 33 | 1
KEAD11 | Keadby | 132 | 1
KEAD41 | Keadby | 400 | 1
KEAD42 | Keadby | 400 | 1
KEAD43 | Keadby | 400 | 1
KEAD4A | Keadby | 400 | 1
KEAD4B | Keadby | 400 | 1
KEAP41 | Keadby Power | 400 | 1
KEAP42 | Keadby Power | 400 | 1
KEAR11 | Kearsley | 132 | 1
KEAR21 | Kearsley | 275 | 1
KEAR31 | Kearsley | 33 | 1
KEAR41 | Kearsley | 400 | 1
KEIT1- | Keith | 132 | 1
KEIT2Q | Keith | 275 | 1
KEIT2R | Keith | 275 | 1
KEIT3- | Keith | 33 | 1
KEIT3A | Keith | 33 | 1
KEMS11 | Kemsley | 132 | 1
KEMS41 | Kemsley | 400 | 1
KEMS4A | Kemsley | 400 | 1
KEMS4B | Kemsley | 400 | 1
KENG41 | Kensal Green | 400 | 1
KEOO1- | Kendoon | 132 | 1
KEOO5- | Kendoon | 11 | 1
KIBY11 | Kirkby | 132 | 1
KIBY12 | Kirkby | 132 | 1
KIBY21 | Kirkby | 275 | 1
KIBY22 | Kirkby | 275 | 1
KIER1Q | Killermont | 132 | 1
KIER1R | Killermont | 132 | 1
KIER3- | Killermont | 33 | 1
KIIN1- | Killin | 132 | 1
KIIN3- | Killin | 33 | 1
KILB1Q | Kilbowie | 132 | 1
KILB1R | Kilbowie | 132 | 1
KILB3- | Kilbowie | 33 | 1
KILB5- | Kilbowie | 11 | 1
KILC1Q | Kilchrenan | 132 | 1
KILG2- | Kilgalleoch | 275 | 1
KILG3A | Kilgalleoch | 33 | 1
KILG3B | Kilgalleoch | 33 | 1
KILG3C | Kilgalleoch | 33 | 1
KILL41 | Killinghome | 400 | 1
KILO1- | Kinlochleven | 132 | 1
KILO3- | Kinlochleven | 33 | 1
KILS1- | Kilmarnock South | 132 | 1
KILS2- | Kilmarnock South | 275 | 1
KILS3- | Kilmarnock South | 33 | 1
KILS4- | Kilmarnock South | 400 | 1
KILT2Q | Kilmarnock Town | 275 | 1
KILT2R | Kilmarnock Town | 275 | 1
KILT3- | Kilmarnock Town | 33 | 1
KILW1Q | Kilwinning | 132 | 1
KILW1R | Kilwinning | 132 | 1
KILW3- | Kilwinning | 33 | 1
KINB2J | Kincardine Boundary | 275 | 1
KINB2K | Kincardine Boundary | 275 | 1
KINC2- | Kincardine | 275 | 1
KINO11 | Kingsnorth | 132 | 1
KINO41 | Kingsnorth | 400 | 1
KINT1- | Kintore | 132 | 1
KINT11 | Kintore | 132 | 1
KINT12 | Kintore | 132 | 1
KINT13 | Kintore | 132 | 1
KINT14 | Kintore | 132 | 1
KINT20 | Kintore | 275 | 1
KINT3- | Kintore | 33 | 1
KIOR1Q | Kilmorack | 132 | 1
KIOR5- | Kilmorack | 11 | 1
KIRK11 | Kirkstall | 132 | 1
KIRK21 | Kirkstall | 275 | 1
KIRK2A | Kirkstall | 275 | 1
KITW11 | Kitwell | 132 | 1
KITW21 | Kitwell | 275 | 1
KNAR11 | Knaresborough | 132 | 1
KNAR21 | Knaresborough | 275 | 1
KNOC11 | Knocknagael | 132 | 1
KNOC20 | Knocknagael | 275 | 1
KNOC2L | Knocknagael | 275 | 1
KNOC2M | Knocknagael | 275 | 1
KYPE1- | Kype Muir | 132 | 1
KYPE3- | Kype Muir | 33 | 1
LACK21 | Lackenby | 275 | 1
LACK2A | Lackenby | 275 | 1
LACK2B | Lackenby | 275 | 1
LACK41 | Lackenby | 400 | 1
LACK61 | Lackenby | 66 | 1
LAGA41 | Langage | 400 | 1
LAGG1Q | Laggan | 132 | 1
LAGG1R | Laggan | 132 | 1
LAIR1Q | Lairg | 132 | 1
LAIR3- | Lairg | 33 | 1
LAKE4A | Lakeside | 400 | 1
LAKE4B | Lakeside | 400 | 1
LALE11 | Laleham | 132 | 1
LALE21 | Laleham | 275 | 1
LAMB2- | Lambhill | 275 | 1
LAND11 | Landulph | 132 | 1
LAND4A | Landulph | 400 | 1
LAND4B | Landulph | 400 | 1
LEGA11 | Legacy | 132 | 1
LEGA41 | Legacy | 400 | 1
LEGA4A | Legacy | 400 | 1
LEGA4B | Legacy | 400 | 1
LEIB4A | Leighton Buzzard | 400 | 1
LEIB4B | Leighton Buzzard | 400 | 1
LEIS11 | Leiston | 132 | 1
LEIS4A | Leiston | 400 | 1
LEIS4B | Leiston | 400 | 1
LEMR11 | Lea Marston | 132 | 1
LEMR12 | Lea Marston | 132 | 1
LEVE1Q | Leven | 132 | 1
LEVE1R | Leven | 132 | 1
LEVE3- | Leven | 33 | 1
LEVT1Q | Leven Tee | 132 | 1
LEVT1R | Leven Tee | 132 | 1
LING1Q | Livingston | 132 | 1
LING1R | Livingston | 132 | 1
LING3- | Livingston | 33 | 1
LINM1Q | Linmill | 132 | 1
LINM1R | Linmill | 132 | 1
LINM3- | Linmill | 33 | 1
LINO10 | Lincs Onshore Connection | 132 | 1
LINO1A | Lincs Onshore Connection | 132 | 1
LINO1B | Lincs Onshore Connection | 132 | 1
LINO40 | Lincs Onshore Connection | 400 | 1
LINS10 | Lincs Offshore Wind Farm | 132 | 1
LINS30 | Lincs Offshore Wind Farm | 33 | 1
LISD11 | Lister Drive | 132 | 1
LISD21 | Lister Drive | 275 | 1
LISD2A | Lister Drive | 275 | 1
LITT11 | Littlebrook | 132 | 1
LITT2A | Littlebrook | 275 | 1
LITT2B | Littlebrook | 275 | 1
LITT41 | Littlebrook | 400 | 1
LOAN2- | Longannet | 275 | 1
LOAN2Q | Longannet | 275 | 1
LOAN2R | Longannet | 275 | 1
LOAW11 | London Array Offshore Wind Farm | 132 | 1
LOAW12 | London Array Offshore Wind Farm | 132 | 1
LOAW13 | London Array Offshore Wind Farm | 132 | 1
LOAW14 | London Array Offshore Wind Farm | 132 | 1
LOAW1A | London Array Offshore Wind Farm | 132 | 1
LOAW1C | London Array Offshore Wind Farm | 132 | 1
LOAW1E | London Array Offshore Wind Farm | 132 | 1
LOAW1G | London Array Offshore Wind Farm | 132 | 1
LOAW31 | London Array Offshore Wind Farm | 33 | 1
LOAW32 | London Array Offshore Wind Farm | 33 | 1
LOAW33 | London Array Offshore Wind Farm | 33 | 1
LOAW34 | London Array Offshore Wind Farm | 33 | 1
LOCB10 | Loch Buidhe | 132 | 1
LOCB20 | Loch Buidhe | 275 | 1
LOCH1- | Lochay | 132 | 1
LOCH5J | Lochay | 11 | 1
LOCH5K | Lochay | 11 | 1
LOCL1Q | Loch Lundie | 132 | 1
LOCL1R | Loch Lundie | 132 | 1
LOCL1S | Loch Lundie | 132 | 1
LODR61 | Lodge Road | 66 | 1
LODR62 | Lodge Road | 66 | 1
LOFI4A | Longfield | 400 | 1
LOFI4B | Longfield | 400 | 1
LONO11 | London Array Onshore Site | 132 | 1
LONO12 | London Array Onshore Site | 132 | 1
LONO13 | London Array Onshore Site | 132 | 1
LONO14 | London Array Onshore Site | 132 | 1
LONO1A | London Array Onshore Site | 132 | 1
LONO1B | London Array Onshore Site | 132 | 1
LONO1C | London Array Onshore Site | 132 | 1
LONO1D | London Array Onshore Site | 132 | 1
LONO1E | London Array Onshore Site | 132 | 1
LONO1F | London Array Onshore Site | 132 | 1
LONO1G | London Array Onshore Site | 132 | 1
LONO1H | London Array Onshore Site | 132 | 1
LONO41 | London Array Onshore Site | 400 | 1
LONO42 | London Array Onshore Site | 400 | 1
LOVE11 | Lovedean | 132 | 1
LOVE12 | Lovedean | 132 | 1
LOVE41 | Lovedean | 400 | 1
LOVE4A | Lovedean | 400 | 1
LUIC1Q | Luichart | 132 | 1
LUIC1R | Luichart | 132 | 1
LUIC5J | Luichart | 11 | 1
LUIC5K | Luichart | 11 | 1
LUMB1Q | Lumbs | 132 | 1
LUMB1R | Lumbs | 132 | 1
LUNA1Q | Lunanhead | 132 | 1
LUNA1R | Lunanhead | 132 | 1
LUNA3- | Lunanhead | 33 | 1
LUND11 | Lundavra | 132 | 1
LYND1Q | Lyndhurst | 132 | 1
LYND1R | Lyndhurst | 132 | 1
LYND3- | Lyndhurst | 33 | 1
MACC21 | Macclesfield | 275 | 1
MACC31 | Macclesfield | 33 | 1
MACC41 | Macclesfield | 400 | 1
MACD1Q | Macduff | 132 | 1
MACD1R | Macduff | 132 | 1
MACD3- | Macduff | 33 | 1
MAGA21 | Margam | 275 | 1
MAHI1- | Mark's Hill | 132 | 1
MAHI2- | Mark's Hill | 275 | 1
MAHI3- | Mark's Hill | 33 | 1
MANN11 | Mannington | 132 | 1
MANN41 | Mannington | 400 | 1
MARG1- | Margree | 132 | 1
MARM0J | Marshall Meadows | Other | 1
MARM0K | Marshall Meadows | Other | 1
MAWO41 | Marchwood | 400 | 1
MAYB1- | Maybole | 132 | 1
MAYB3- | Maybole | 33 | 1
MAYT1T | Maybole Tee | 132 | 1
MEAD1- | Meadowhead | 132 | 1
MEAD1Q | Meadowhead | 132 | 1
MEAD1R | Meadowhead | 132 | 1
MEDW41 | Medway | 400 | 1
MELG1J | Melgarve | 132 | 1
MELG4J | Melgarve | 400 | 1
MELK11 | Melksham | 132 | 1
MELK2A | Melksham | 275 | 1
MELK2B | Melksham | 275 | 1
MELK41 | Melksham | 400 | 1
MIDL41 | Middleton | 400 | 1
MIDM1- | Middle Muir Wind Farm | 132 | 1
MIDM3- | Middle Muir Wind Farm | 33 | 1
MILC10 | Milton of Craigie | 132 | 1
MILC3- | Milton of Craigie | 33 | 1
MILH11 | Mill Hill | 132 | 1
MILH2A | Mill Hill | 275 | 1
MILH2B | Mill Hill | 275 | 1
MILW1Q | Millenium Wind | 132 | 1
MILW1S | Millenium Wind | 132 | 1
MILW3- | Millenium Wind | 33 | 1
MITY11 | Minety | 132 | 1
MITY12 | Minety | 132 | 1
MITY41 | Minety | 400 | 1
MOFF1- | Moffat | 132 | 1
MOFF3A | Moffat | 33 | 1
MOFF4- | Moffat | 400 | 1
MOFF4C | Moffat | 400 | 1
MONF21 | Monk Fryston | 275 | 1
MONF22 | Monk Fryston | 275 | 1
MONF41 | Monk Fryston | 400 | 1
MONF4A | Monk Fryston | 400 | 1
MOSH1Q | Mossmorran Shell | 132 | 1
MOSH1R | Mossmorran Shell | 132 | 1
MOSH5J | Mossmorran Shell | 11 | 1
MOSH5K | Mossmorran Shell | 11 | 1
MOSM1- | Mossmorran | 132 | 1
MOSM2- | Mossmorran | 275 | 1
MOSM2L | Mossmorran | 275 | 1
MOSM2T | Mossmorran | 275 | 1
MOSM3Q | Mossmorran | 33 | 1
MOSM3R | Mossmorran | 33 | 1
MOSS1Q | Mossford | 132 | 1
MOSS1R | Mossford | 132 | 1
MOSS1S | Mossford | 132 | 1
MOSS1T | Mossford | 132 | 1
MOSS5- | Mossford | 11 | 1
MOTA1Q | Moultaive | 132 | 1
MOTA1R | Moultaive | 132 | 1
MYBS1A | Mybster | 132 | 1
MYBS1B | Mybster | 132 | 1
MYBS3J | Mybster | 33 | 1
MYBS3K | Mybster | 33 | 1
MYBS3M | Mybster | 33 | 1
MYBS3N | Mybster | 33 | 1
NAIR1Q | Nairn | 132 | 1
NAIR1R | Nairn | 132 | 1
NAIR3- | Nairn | 33 | 1
NANT1Q | Nant | 132 | 1
NANT5- | Nant | 11 | 1
NEAR2Q | Newarthill | 275 | 1
NEAR2R | Newarthill | 275 | 1
NEAR3- | Newarthill | 33 | 1
NECH11 | Nechells | 132 | 1
NECH12 | Nechells | 132 | 1
NECH21 | Nechells | 275 | 1
NECT41 | Necton | 400 | 1
NECT4A | Necton | 400 | 1
NECU1- | New Cumnock | 132 | 1
NECU1Q | New Cumnock | 132 | 1
NECU1R | New Cumnock | 132 | 1
NECU2- | New Cumnock | 275 | 1
NEEP21 | Neepsend | 275 | 1
NEEP31 | Neepsend | 33 | 1
NEEP4A | Neepsend | 400 | 1
NEIL1- | Neilston | 132 | 1
NEIL1C | Neilston | 132 | 1
NEIL2- | Neilston | 275 | 1
NEIL2C | Neilston | 275 | 1
NEIL4Q | Neilston | 400 | 1
NETS1- | Newton Stewart | 132 | 1
NETS3- | Newton Stewart | 33 | 1
NEWX11 | New Cross | 132 | 1
NEWX21 | New Cross | 275 | 1
NEWX61 | New Cross | 66 | 1
NEWX62 | New Cross | 66 | 1
NFLE11 | Northfleet East | 132 | 1
NFLE12 | Northfleet East | 132 | 1
NFLE41 | Northfleet East | 400 | 1
NHYD2A | North Hyde | 275 | 1
NHYD2B | North Hyde | 275 | 1
NHYD61 | North Hyde | 66 | 1
NINF11 | Ninfield | 132 | 1
NINF12 | Ninfield | 132 | 1
NINF41 | Ninfield | 400 | 1
NORL2A | Norton Lees | 275 | 1
NORL2B | Norton Lees | 275 | 1
NORL31 | Norton Lees | 33 | 1
NORM11 | Norwich Main | 132 | 1
NORM12 | Norwich Main | 132 | 1
NORM13 | Norwich Main | 132 | 1
NORM14 | Norwich Main | 132 | 1
NORM15 | Norwich Main | 132 | 1
NORM41 | Norwich Main | 400 | 1
NORT11 | Norton | 132 | 1
NORT21 | Norton | 275 | 1
NORT41 | Norton | 400 | 1
NURS11 | Nursling | 132 | 1
NURS41 | Nursling | 400 | 1
NURS4A | Nursling | 400 | 1
OCKH11 | Ocker Hill | 132 | 1
OCKH21 | Ocker Hill | 275 | 1
OCKH2A | Ocker Hill | 275 | 1
OFFE21 | Offerton | 275 | 1
OFFE31 | Offerton | 33 | 1
OFFE32 | Offerton | 33 | 1
OLDB11 | Oldbury | 132 | 1
OLDB21 | Oldbury | 275 | 1
OLDB4A | Oldbury | 400 | 1
OLDS12 | Oldbury-on-Severn | 132 | 1
ORMO11 | Ormonde Onshore Connection | 132 | 1216
ORMO1A | Ormonde Onshore Connection | 132 | 1216
ORMO1B | Ormonde Onshore Connection | 132 | 1216
ORMO31 | Ormonde Onshore Connection | 33 | 1216
ORRI1A | Orrin | 132 | 1
ORRI1B | Orrin | 132 | 1
ORRI3- | Orrin | 33 | 1
ORRI5- | Orrin | 11 | 1
OSBA11 | Osbaldwick | 132 | 1
OSBA41 | Osbaldwick | 400 | 1
OSBA42 | Osbaldwick | 400 | 1
PADI11 | Padiham | 132 | 1
PADI41 | Padiham | 400 | 1
PAFB4A | Patford Bridge | 400 | 1
PAFB4B | Patford Bridge | 400 | 1
PAIS1Q | Paisley | 132 | 1
PAIS1R | Paisley | 132 | 1
PAIS1S | Paisley | 132 | 1
PAIS1T | Paisley | 132 | 1
PAIS3- | Paisley | 33 | 1
PART1Q | Partick | 132 | 1
PART1R | Partick | 132 | 1
PART3- | Partick | 33 | 1
PEHE0J | Peterhead | Other | 1
PEHE0K | Peterhead | Other | 1
PEHE0L | Peterhead | Other | 1
PEHE0M | Peterhead | Other | 1
PEHE0N | Peterhead | Other | 1
PEHE1- | Peterhead | 132 | 1
PEHE2- | Peterhead | 275 | 1
PEHE2S | Peterhead | 275 | 1
PEHE2T | Peterhead | 275 | 1
PEHE2U | Peterhead | 275 | 1
PEHE2V | Peterhead | 275 | 1
PEHE2W | Peterhead | 275 | 1
PEHG1Q | Peterhead Grange | 132 | 1
PEHG1R | Peterhead Grange | 132 | 1
PEHG3- | Peterhead Grange | 33 | 1
PEHS5- | Peterhead Shell | 11 | 1
PELH11 | Pelham | 132 | 1
PELH12 | Pelham | 132 | 1
PELH41 | Pelham | 400 | 1
PEMB11 | Pembroke | 132 | 1
PEMB41 | Pembroke | 400 | 1
PENE11 | Penwortham East | 132 | 1
PENN11 | Penn | 132 | 1
PENN21 | Penn | 275 | 1
PENN4A | Penn | 400 | 1
PENN4B | Penn | 400 | 1
PENT11 | Pentir | 132 | 1
PENT41 | Pentir | 400 | 1
PENW11 | Penwortham West | 132 | 1
PERH11 | Penrhos | 132 | 1
PERS11 | Persley | 132 | 1
PERS12 | Persley | 132 | 1
PERS21 | Persley | 275 | 1
PERS22 | Persley | 275 | 1
PERS3- | Persley | 33 | 1
PEWO2A | Penwortham | 275 | 1
PEWO2B | Penwortham | 275 | 1
PEWO41 | Penwortham | 400 | 1
PEWO4A | Penwortham | 400 | 1
PEWO4B | Penwortham | 400 | 1
PITS21 | Pitsmoor | 275 | 1
PITS31 | Pitsmoor | 33 | 1
PITS32 | Pitsmoor | 33 | 1
POOB0J | Portobello | Other | 1
POOB0K | Portobello | Other | 1
POOB2Q | Portobello | 275 | 1
POOB2R | Portobello | 275 | 1
POOB3- | Portobello | 33 | 1
POPP21 | Poppleton | 275 | 1
POPP31 | Poppleton | 33 | 1
PORA1Q | Port Ann | 132 | 1
PORA1R | Port Ann | 132 | 1
PORA3- | Port Ann | 33 | 1
PORD2Q | Port Dundas | 275 | 1
PORD2R | Port Dundas | 275 | 1
PORD3- | Port Dundas | 33 | 1
PORH11 | Port Ham | 132 | 1
PUDM41 | Pudding Mill Lane | 400 | 1
PYLE11 | Pyle | 132 | 1
PYLE21 | Pyle | 275 | 1
PYLE2A | Pyle | 275 | 1
QUER4A | Quernmoor Tee | 400 | 1
QUER4B | Quernmoor Tee | 400 | 1
QUOI1- | Quoich | 132 | 1
QUOI1Q | Quoich | 132 | 1
QUOI5- | Quoich | 11 | 1
RABO21 | Rack Bank Onshore | 275 | 1
RABO22 | Rack Bank Onshore | 275 | 1
RABO31 | Rack Bank Onshore | 33 | 1
RACB41 | Race Bank | 400 | 1
RACB42 | Race Bank | 400 | 1
RAIN11 | Rainhill | 132 | 1
RAIN12 | Rainhill | 132 | 1
RAIN21 | Rainhill | 275 | 1
RAMP1A | Rampion | 132 | 1
RAMP1B | Rampion | 132 | 1
RAMP31 | Rampion | 33 | 1
RAMP32 | Rampion | 33 | 1
RANN1Q | Rannoch | 132 | 1
RANN1R | Rannoch | 132 | 1
RANN3Q | Rannoch | 33 | 1
RAOF21 | Race Bank Onshore 1 | 275 | 1
RAOF22 | Race Bank Onshore 1 | 275 | 1
RAOF31 | Race Bank Onshore 1 | 33 | 1
RAOF32 | Race Bank Onshore 1 | 33 | 1
RAOF33 | Race Bank Onshore 1 | 33 | 1
RAOF34 | Race Bank Onshore 1 | 33 | 1
RASS11 | Rassau | 132 | 1
RASS41 | Rassau | 400 | 1
RATS11 | Ratcliffe-on-Soar | 132 | 1
RATS12 | Ratcliffe-on-Soar | 132 | 1
RATS2A | Ratcliffe-on-Soar | 275 | 1
RATS41 | Ratcliffe-on-Soar | 400 | 1
RATS42 | Ratcliffe-on-Soar | 400 | 1
RAYL41 | Rayleigh | 400 | 1
RAYM11 | Rayleigh Main | 132 | 1
RAYM12 | Rayleigh Main | 132 | 1
REBR2A | Redbridge | 275 | 1
REBR2B | Redbridge | 275 | 1
REBR31 | Redbridge | 33 | 1
REBR32 | Redbridge | 33 | 1
REDH1- | Redhouse | 132 | 1
REDH3- | Redhouse | 33 | 1
REDM1Q | Redmoss | 132 | 1
REDM1R | Redmoss | 132 | 1
REDM3- | Redmoss | 33 | 1
RHIG41 | Rhigos | 400 | 1
RICH11 | Richborough | 132 | 1
RICH41 | Richborough | 400 | 1
ROCH11 | Rochdale | 132 | 1
ROCH12 | Rochdale | 132 | 1
ROCH21 | Rochdale | 275 | 1
ROCH4A | Rochdale | 400 | 1
ROCK1A | Rocksavage | 132 | 1
ROCK41 | Rocksavage | 400 | 1
RORE10 | Robin Rigg East | 132 | 429
RORE11 | Robin Rigg East | 132 | 429
RORE31 | Robin Rigg East | 33 | 429
RORE32 | Robin Rigg East | 33 | 429
RORE33 | Robin Rigg East | 33 | 429
RORW10 | Robin Rigg West | 132 | 1359
RORW31 | Robin Rigg West | 33 | 1359
RORW32 | Robin Rigg West | 33 | 1359
RORW33 | Robin Rigg West | 33 | 1359
ROWD4A | Rowdown | 400 | 1
ROWD4B | Rowdown | 400 | 1
RREW10 | Robin Rigg East Wind Farm | 132 | 429
RRWW10 | Robin Rigg West Wind Farm | 132 | 1359
RUGE11 | Rugeley | 132 | 1
RUGE41 | Rugeley | 400 | 1
RYEH11 | Rye House | 132 | 1
RYEH12 | Rye House | 132 | 1
RYEH13 | Rye House | 132 | 1
RYEH41 | Rye House | 400 | 1
RYEH4A | Rye House | 400 | 1
RYEH4B | Rye House | 400 | 1
RYEH4C | Rye House | 400 | 1
RYEH4D | Rye House | 400 | 1
RYHA41 | Ryhall | 400 | 1
RYHA42 | Ryhall | 400 | 1
RYHA4B | Ryhall | 400 | 1
SACO0J | Saltcoats | Other | 1
SACO0K | Saltcoats | Other | 1
SACO1Q | Saltcoats | 132 | 1
SACO1R | Saltcoats | 132 | 1
SACO3J | Saltcoats | 33 | 1
SACO3K | Saltcoats | 33 | 1
SAEN11 | Saltend North | 132 | 1
SAEN21 | Saltend North | 275 | 1
SAES21 | Saltend South | 275 | 1
SALH11 | Saltholme | 132 | 1
SALH21 | Saltholme | 275 | 1
SALL10 | Sall | 132 | 1391
SANX0J | St Andrews Cross | Other | 1
SANX0K | St Andrews Cross | Other | 1
SANX1Q | St Andrews Cross | 132 | 1
SANX1R | St Andrews Cross | 132 | 1
SANX3- | St Andrews Cross | 33 | 1
SASA11 | St. Asaph | 132 | 1
SEAB11 | Seabank | 132 | 1
SEAB41 | Seabank | 400 | 1
SELL11 | Sellindge | 132 | 1
SELL12 | Sellindge | 132 | 1
SELL13 | Sellindge | 132 | 1
SELL41 | Sellindge | 400 | 1
SELT4A | Sellindge Tee | 400 | 1
SELT4B | Sellindge Tee | 400 | 1
SETW4A | Sellindge Tee West | 400 | 1
SETW4B | Sellindge Tee West | 400 | 1
SFEG1Q | St Fergus Gas Terminal | 132 | 1
SFEG1R | St Fergus Gas Terminal | 132 | 1
SFEG1S | St Fergus Gas Terminal | 132 | 1
SFEG1T | St Fergus Gas Terminal | 132 | 1
SFEG5- | St Fergus Gas Terminal | 11 | 1
SFEM1Q | St Fergus Mobil | 132 | 1
SFEM1R | St Fergus Mobil | 132 | 1
SFEM5J | St Fergus Mobil | 11 | 1
SFEM5K | St Fergus Mobil | 11 | 1
SFER10 | St Fergus | 132 | 1
SFIL1Q | St Fillians | 132 | 1
SFIL5- | St Fillians | 11 | 1
SHBA41 | South Humber Bank | 400 | 1
SHEC21 | Sheffield City | 275 | 1
SHEC31 | Sheffield City | 33 | 1
SHIN1- | Shin | 132 | 1
SHIN3- | Shin | 33 | 1
SHIN5- | Shin | 11 | 1
SHRE11 | Shrewsbury | 132 | 1
SHRE4A | Shrewsbury | 400 | 1
SHRE4B | Shrewsbury | 400 | 1
SHRU2Q | Shrubhill | 275 | 1
SHRU2R | Shrubhill | 275 | 1
SHRU3- | Shrubhill | 33 | 1
SHSW1A | Sherringham Shoal Offshore Wind Farm | 132 | 1391
SHSW1C | Sherringham Shoal Offshore Wind Farm | 132 | 1391
SIGH2Q | Sighthill | 275 | 1
SIGH2R | Sighthill | 275 | 1
SIGH3A | Sighthill | 33 | 1
SING41 | Singlewell | 400 | 1
SIZE11 | Sizewell | 132 | 1
SIZE41 | Sizewell | 400 | 1
SJOW11 | St Johns Wood | 132 | 1
SJOW12 | St Johns Wood | 132 | 1
SJOW13 | St Johns Wood | 132 | 1
SJOW21 | St Johns Wood | 275 | 1
SJOW41 | St Johns Wood | 400 | 1
SJOW4A | St Johns Wood | 400 | 1
SKLG11 | Skelton Grange | 132 | 1
SKLG21 | Skelton Grange | 275 | 1
SLOY10 | Sloy | 132 | 1
SLOY1L | Sloy | 132 | 1
SLOY1M | Sloy | 132 | 1
SLOY1N | Sloy | 132 | 1
SLOY1P | Sloy | 132 | 1
SLOY1T | Sloy | 132 | 1
SLOY5L | Sloy | 11 | 1
SLOY5M | Sloy | 11 | 1
SLOY5N | Sloy | 11 | 1
SLOY5P | Sloy | 11 | 1
SMAN11 | South Manchester | 132 | 1
SMAN12 | South Manchester | 132 | 1
SMAN21 | South Manchester | 275 | 1
SMEA1- | Smeaton | 132 | 1
SMEA2- | Smeaton | 275 | 1
SMEA4Q | Smeaton | 400 | 1
SMEA4R | Smeaton | 400 | 1
SPAV1Q | Spango Valley | 132 | 1
SPAV1R | Spango Valley | 132 | 1
SPAV3- | Spango Valley | 33 | 1
SPEN11 | Spennymoor | 132 | 1
SPEN4A | Spennymoor | 400 | 1
SPEN4B | Spennymoor | 400 | 1
SPIT1J | Spittal | 132 | 1
SPIT1K | Spittal | 132 | 1
SPIT1M | Spittal | 132 | 1
SPIT2J | Spittal | 275 | 1
SPIT2K | Spittal | 275 | 1
SPIT2R | Spittal | 275 | 1
SPLN41 | Spalding North | 400 | 1
SSAW10 | Sherringham Shoal Offshore Platform 1 | 132 | 1391
SSAW30 | Sherringham Shoal Offshore Platform 1 | 33 | 1391
SSBW10 | Sherringham Shoal Offshore Platform 2 | 132 | 1391
SSBW30 | Sherringham Shoal Offshore Platform 2 | 33 | 1391
SSHI21 | South Shields | 275 | 1
SSHI31 | South Shields | 33 | 1
STAH11 | Stanah | 132 | 1
STAH4A | Stanah | 400 | 1
STAH4B | Stanah | 400 | 1
STAL11 | Stalybridge | 132 | 1
STAL21 | Stalybridge | 275 | 1
STAL41 | Stalybridge | 400 | 1
STAL42 | Stalybridge | 400 | 1
STAY41 | Staythorpe | 400 | 1
STAY4A | Staythorpe | 400 | 1
STEN11 | Stella North | 132 | 1
STES11 | Stella South | 132 | 1
STEW21 | Stella West | 275 | 1
STEW2A | Stella West | 275 | 1
STEW41 | Stella West | 400 | 1
STHA21 | Strathaven | 275 | 1
STHA22 | Strathaven | 275 | 1
STHA3- | Strathaven | 33 | 1
STHA41 | Strathaven | 400 | 1
STHA42 | Strathaven | 400 | 1
STIR1S | Stirling | 132 | 1
STIR1T | Stirling | 132 | 1
STIR3- | Stirling | 33 | 1
STLE0J | Strathleven | Other | 1
STLE0K | Strathleven | Other | 1
STLE1- | Strathleven | 132 | 1
STLE3S | Strathleven | 33 | 1
STOB11 | Stoke Bardolph | 132 | 1
STOB41 | Stoke Bardolph | 400 | 1
STRB2- | Strathbrora | 275 | 1
STRB3W | Strathbrora | 33 | 1
STRI1Q | Strichen | 132 | 1
STRI1R | Strichen | 132 | 1
STRI3- | Strichen | 33 | 1
STRL1- | Stronelairg Wind | 132 | 1
STRL3P | Stronelairg Wind | 33 | 1
STRL3Q | Stronelairg Wind | 33 | 1
STRL3R | Stronelairg Wind | 33 | 1
STRW12 | Strathy | 132 | 1
STRW1C | Strathy | 132 | 1
STRW31 | Strathy | 33 | 1
STSB41 | Stocksbridge | 400 | 1
STSB4A | Stocksbridge | 400 | 1
STWB4Q | Stella West Border Node | 400 | 1
STWB4R | Stella West Border Node | 400 | 1
STYC11 | Staythorpe | 132 | 1
STYC12 | Staythorpe | 132 | 1
SUND11 | Sundon | 132 | 1
SUND41 | Sundon | 400 | 1
SUND42 | Sundon | 400 | 1
SWAN11 | Swansea North | 132 | 1
SWAN12 | Swansea North | 132 | 1
SWAN21 | Swansea North | 275 | 1
SWAN2A | Swansea North | 275 | 1
SWAN41 | Swansea North | 400 | 1
SWAN42 | Swansea North | 400 | 1
SWAN4A | Swansea North | 400 | 1
SWAN4B | Swansea North | 400 | 1
TARL1Q | Tarland | 132 | 1
TARL1R | Tarland | 132 | 1
TARL3- | Tarland | 33 | 1
TAUN11 | Taunton | 132 | 1
TAUN4A | Taunton | 400 | 1
TAUN4B | Taunton | 400 | 1
TAYN1Q | Taynuilt | 132 | 1
TAYN1R | Taynuilt | 132 | 1
TAYN3- | Taynuilt | 33 | 1
TEAL1- | Tealing | 132 | 1
TEAL20 | Tealing | 275 | 1
TELR1Q | Telford Road | 132 | 1
TELR1R | Telford Road | 132 | 1
TELR3- | Telford Road | 33 | 1
TEMP2A | Templeborough | 275 | 1
TEMP2B | Templeborough | 275 | 1
TEMP31 | Templeborough | 33 | 1
THAW10 | Thanet Wind Onshore Substation | 132 | 1558
THAW1A | Thanet Wind Onshore Substation | 132 | 1558
THAW1B | Thanet Wind Onshore Substation | 132 | 1558
THOM21 | Thorpe Marsh | 275 | 1
THOM22 | Thorpe Marsh | 275 | 1
THOM2A | Thorpe Marsh | 275 | 1
THOM4A | Thorpe Marsh | 400 | 1
THOM4B | Thorpe Marsh | 400 | 1
THOM61 | Thorpe Marsh | 66 | 1
THOW10 | Thanet Wind Offshore Substation | 132 | 1558
THOW30 | Thanet Wind Offshore Substation | 33 | 1558
THTO41 | Thornton | 400 | 1
THTO42 | Thornton | 400 | 1
THTO43 | Thornton | 400 | 1
THUR21 | Thurcroft | 275 | 1
THUR2A | Thurcroft | 275 | 1
THUR61 | Thurcroft | 66 | 1
THUS1J | Thurso | 132 | 1
THUS1K | Thurso | 132 | 1
THUS2J | Thurso | 275 | 1
THUS2K | Thurso | 275 | 1
THUS3- | Thurso | 33 | 1
TILB11 | Tilbury | 132 | 1
TILB12 | Tilbury | 132 | 1
TILB13 | Tilbury | 132 | 1
TILB14 | Tilbury | 132 | 1
TILB21 | Tilbury | 275 | 1
TILB41 | Tilbury | 400 | 1
TILB4A | Tilbury | 400 | 1
TILB4B | Tilbury | 400 | 1
TINP2A | Tinsley Park | 275 | 1
TINP2B | Tinsley Park | 275 | 1
TINP31 | Tinsley Park | 33 | 1
TINP32 | Tinsley Park | 33 | 1
TODP21 | Tod Point | 275 | 1
TODP61 | Tod Point | 66 | 1
TONG1- | Tongland | 132 | 1
TONG1Q | Tongland | 132 | 1
TONG1R | Tongland | 132 | 1
TONG3- | Tongland | 33 | 1
TONG5- | Tongland | 11 | 1
TORN1- | Torness | 132 | 1
TORN4- | Torness | 400 | 1
TOTT11 | Tottenham | 132 | 1
TOTT12 | Tottenham | 132 | 1
TOTT2A | Tottenham | 275 | 1
TOTT2B | Tottenham | 275 | 1
TOTT2C | Tottenham | 275 | 1
TOTT2D | Tottenham | 275 | 1
TRAW11 | Trawsfynydd | 132 | 1
TRAW21 | Trawsfynydd | 275 | 1
TRAW41 | Trawsfynydd | 400 | 1
TREM21 | Tremorfa | 275 | 1
TREM31 | Tremorfa | 33 | 1
TREU4A | Treuddyn Tee | 400 | 1
TREU4B | Treuddyn Tee | 400 | 1
TRIM12 | Trimpell | 132 | 1216
TUMB1Q | Tummel Bridge | 132 | 1
TUMB1R | Tummel Bridge | 132 | 1
TUMB5- | Tummel Bridge | 11 | 1
TUMM1J | Tummel | 132 | 1
TUMM1K | Tummel | 132 | 1
TUMM20 | Tummel | 275 | 1
TUMM4A | Tummel | 400 | 1
TWIN11 | Twineham | 132 | 1
TWIN12 | Twineham | 132 | 1
TYNE11 | Tynemouth | 132 | 1
TYNE21 | Tynemouth | 275 | 1
TYNE2A | Tynemouth | 275 | 1
TYNE51 | Tynemouth | 11 | 1
UPPB11 | Upper Boat | 132 | 1
UPPB2A | Upper Boat | 275 | 1
UPPB2B | Upper Boat | 275 | 1
UPPB31 | Upper Boat | 33 | 1
USKM11 | Uskmouth | 132 | 1
USKM12 | Uskmouth | 132 | 1
USKM21 | Uskmouth | 275 | 1
USKM2A | Uskmouth | 275 | 1
USKM2B | Uskmouth | 275 | 1
WAAO1A | Walney 1 Onshore Site | 132 | 1
WAAW10 | Walney 1 Offshore Substation | 132 | 1
WAAW30 | Walney 1 Offshore Substation | 33 | 1
WABO10 | Walney 2 Onshore Site | 132 | 1640
WABO1A | Walney 2 Onshore Site | 132 | 1640
WABW10 | Walney 2 Offshore Substation | 132 | 1640
WABW30 | Walney 2 Offshore Substation | 33 | 1640
WACW21 | Walney 3 Offshore Substation | 275 | 1
WACW22 | Walney 3 Offshore Substation | 275 | 1
WACW31 | Walney 3 Offshore Substation | 33 | 1
WACW32 | Walney 3 Offshore Substation | 33 | 1
WADW21 | Walney 4 Offshore Substation | 275 | 1
WADW31 | Walney 4 Offshore Substation | 33 | 1
WADW32 | Walney 4 Offshore Substation | 33 | 1
WALH41 | Walham | 400 | 1
WALP11 | Walpole | 132 | 1
WALP41 | Walpole | 400 | 1
WALX21 | Waltham Cross | 275 | 1
WALX22 | Waltham Cross | 275 | 1
WALX4A | Waltham Cross | 400 | 1
WALX4B | Waltham Cross | 400 | 1
WARL11 | Warley | 132 | 1
WARL21 | Warley | 275 | 1
WASF11 | Washway Farm | 132 | 1
WASF12 | Washway Farm | 132 | 1
WASF2A | Washway Farm | 275 | 1
WASF2B | Washway Farm | 275 | 1
WATS11 | Watford South | 132 | 1
WATS12 | Watford South | 132 | 1
WATS2A | Watford South | 275 | 1
WATS2B | Watford South | 275 | 1
WBOL21 | West Boldon | 275 | 1
WBOL61 | West Boldon | 66 | 1
WBUR11 | West Burton | 132 | 1
WBUR12 | West Burton | 132 | 1
WBUR41 | West Burton | 400 | 1
WBUR42 | West Burton | 400 | 1
WDSO11 | West Of Duddon Sands Onshore Site | 132 | 1
WDSO12 | West Of Duddon Sands Onshore Site | 132 | 1
WDSO1A | West Of Duddon Sands Onshore Site | 132 | 1
WDSO1B | West Of Duddon Sands Onshore Site | 132 | 1
WDSO41 | West Of Duddon Sands Onshore Site | 400 | 1
WDSO42 | West Of Duddon Sands Onshore Site | 400 | 1
WDSW11 | West Of Duddon Sands Offshore Wind Farm | 132 | 1
WDSW12 | West Of Duddon Sands Offshore Wind Farm | 132 | 1
WDSW30 | West Of Duddon Sands Offshore Wind Farm | 33 | 1
WEAV71 | Weaver Junction | 20.5 | 1
WERW11 | Westermost Rough Wind Farm | 132 | 1
WERW12 | Westermost Rough Wind Farm | 132 | 1
WERW1A | Westermost Rough Wind Farm | 132 | 1
WERW1B | Westermost Rough Wind Farm | 132 | 1
WERW1C | Westermost Rough Wind Farm | 132 | 1
WERW21 | Westermost Rough Wind Farm | 275 | 1
WERW22 | Westermost Rough Wind Farm | 275 | 1
WERW2A | Westermost Rough Wind Farm | 275 | 1
WERW2B | Westermost Rough Wind Farm | 275 | 1
WERW30 | Westermost Rough Wind Farm | 33 | 1
WESE1- | Westerdod | 132 | 1
WFIB2- | Westfield Boundary | 275 | 1
WFIE11 | Westfield | 132 | 1
WFIE12 | Westfield | 132 | 1
WFIE2- | Westfield | 275 | 1
WFIE3- | Westfield | 33 | 1
WGEO2Q | West George Street | 275 | 1
WGEO2R | West George Street | 275 | 1
WGEO3- | West George Street | 33 | 1
WHAM11 | West Ham | 132 | 1
WHAM12 | West Ham | 132 | 1
WHAM41 | West Ham | 400 | 1
WHAM4A | West Ham | 400 | 1
WHAM4B | West Ham | 400 | 1
WHGA11 | Whitegate | 132 | 1
WHGA21 | Whitegate | 275 | 1
WHHO2Q | Whitehouse | 275 | 1
WHHO2R | Whitehouse | 275 | 1
WHHO3- | Whitehouse | 33 | 1
WHIB1A | Whitebridge | 132 | 1
WHIB1B | Whitebridge | 132 | 1
WHIB1C | Whitebridge | 132 | 1
WHIB1D | Whitebridge | 132 | 1
WHIB1E | Whitebridge | 132 | 1
WHIB1F | Whitebridge | 132 | 1
WHIB1G | Whitebridge | 132 | 1
WHIB1H | Whitebridge | 132 | 1
WHSO21 | Whitson | 275 | 1
WHSO22 | Whitson | 275 | 1
WHSO2A | Whitson | 275 | 1
WHSO2B | Whitson | 275 | 1
WHSO31 | Whitson | 33 | 1
WHSO32 | Whitson | 33 | 1
WHSO4A | Whitson | 400 | 1
WHSO4B | Whitson | 400 | 1
WHTL1S | Whistlefield | 132 | 1
WHTL1T | Whistlefield | 132 | 1
WHTL3- | Whistlefield | 33 | 1
WIBA21 | Wincobank | 275 | 1
WIBA31 | Wincobank | 33 | 1
WIEN11 | Willenhall | 132 | 1
WIEN21 | Willenhall | 275 | 1
WIEN2A | Willenhall | 275 | 1
WILE41 | Willington East | 400 | 1
WILL11 | Willington | 132 | 1
WILL12 | Willington | 132 | 1
WILL21 | Willington | 275 | 1
WILT2A | Wilton | 275 | 1
WILT2B | Wilton | 275 | 1
WILT2C | Wilton | 275 | 1
WILT2D | Wilton | 275 | 1
WIMB12 | Wimbledon | 132 | 1
WIMB13 | Wimbledon | 132 | 1
WIMB14 | Wimbledon | 132 | 1
WIMB21 | Wimbledon | 275 | 1
WIMB41 | Wimbledon | 400 | 1
WIOW1Q | Willowdale | 132 | 1
WIOW1R | Willowdale | 132 | 1
WIOW3- | Willowdale | 33 | 1
WISD11 | Willesden | 132 | 1
WISD21 | Willesden | 275 | 1
WISD2A | Willesden | 275 | 1
WISD2B | Willesden | 275 | 1
WISD61 | Willesden | 66 | 1
WISH0J | Wishaw (Gowkthrapple) | Other | 1
WISH0K | Wishaw (Gowkthrapple) | Other | 1
WISH1- | Wishaw (Gowkthrapple) | 132 | 1
WISH2- | Wishaw (Gowkthrapple) | 275 | 1
WISH3- | Wishaw (Gowkthrapple) | 33 | 1
WISH3S | Wishaw (Gowkthrapple) | 33 | 1
WISH3T | Wishaw (Gowkthrapple) | 33 | 1
WISH4- | Wishaw (Gowkthrapple) | 400 | 1
WIYH1- | Windyhill | 132 | 1
WIYH2- | Windyhill | 275 | 1
WIYH2R | Windyhill | 275 | 1
WIYH4Q | Windyhill | 400 | 1
WLEE2- | Whitelee | 275 | 1
WLEE3A | Whitelee | 33 | 1
WLEE3B | Whitelee | 33 | 1
WLEE3C | Whitelee | 33 | 1
WLEX2- | Whitelee Extension | 275 | 1
WLEX3A | Whitelee Extension | 33 | 1
WLEX3B | Whitelee Extension | 33 | 1
WLEX3C | Whitelee Extension | 33 | 1
WLSD4A | Willesden | 400 | 1
WLSD4B | Willesden | 400 | 1
WMAR4A | Weston Marsh | 400 | 1
WMAR4B | Weston Marsh | 400 | 1
WMEL11 | West Melton | 132 | 1
WMEL12 | West Melton | 132 | 1
WMEL21 | West Melton | 275 | 1
WOHI1Q | Woodhill | 132 | 1
WOHI1R | Woodhill | 132 | 1
WOHI3- | Woodhill | 33 | 1
WOWE21 | Walney Extension OS | 275 | 1
WOWE22 | Walney Extension OS | 275 | 1
WOWE41 | Walney Extension OS | 400 | 1
WOWE42 | Walney Extension OS | 400 | 1
WOWE51 | Walney Extension OS | 11 | 1
WOWE52 | Walney Extension OS | 11 | 1
WTHU31 | West Thurrock | 33 | 1
WTHU41 | West Thurrock | 400 | 1
WTHU42 | West Thurrock | 400 | 1
WTHU4A | West Thurrock | 400 | 1
WTHU4B | West Thurrock | 400 | 1
WWEY11 | West Weybridge | 132 | 1
WWEY12 | West Weybridge | 132 | 1
WWEY21 | West Weybridge | 275 | 1
WWEY22 | West Weybridge | 275 | 1
WWEY2A | West Weybridge | 275 | 1
WWEY4A | West Weybridge | 400 | 1
WWEY4B | West Weybridge | 400 | 1
WYLF11 | Wylfa | 132 | 1
WYLF12 | Wylfa | 132 | 1
WYLF41 | Wylfa | 400 | 1
WYMO11 | Wymondley | 132 | 1
WYMO41 | Wymondley | 400 | 1

## GSP to GSP Group
GSP to GSP Group data shared by Elexon (to use with the Reference NMS data).
Shared by email by Allan Toule <Allan.Toule@elexon.co.uk> in 2018
GSP Group/Zone | _A Zone 1 | _B Zone 2 | _C Zone 3 | _D Zone 4 | _E Zone 5 | _F Zone 6 | _G Zone 7 | _H Zone 8 | _J Zone 9 | _K Zone 10 | _L Zone 11 | _M Zone 12 | _N Zone 13 | _P Zone 14
DNO | UKPN | WPD | UKPN | SPEN | WPD | NPG North East | ENWL | SSEPD | UKPN | WPD | WPD | NPG Yorkshire | SPEN | SSEPD
GSP Group | EASTERN | EAST MIDLANDS | LONDON | MANWEB | MIDLANDS | NORTHERN | NORTH WEST | SOUTHERN | SOUTH EASTERN | SOUTH WALES | SOUTH WESTERN | YORKSHIRE | SOUTH Of SCOTLAND | NORTH Of SCOTLAND
| AMEM_1 | BESW_1 | ACTL_C | BIRK_1 | BISW_1 | BLYTB1 | BRED_1 | ACTL_2 | BEDD_1 | ABTH_1 | ABHA1 | BRAW_1 | AYRR | ABNE_P
| BRAI_1 | BICF_1 | BARKC1 | CAPEA1 | BUSH_1 | BLYTH132 | CARR_1 | BOTW_1 | BOLN_1 | ALST_3 | ALVE1 | CAMB_01 | BAGA | ALNE_P
| BRFO_1 | CHTE_1 | BARKW3 | CONQA1 | BUST_1 | FERRB1 | HARK_1 | BRLE_1 | CANTN1 | CARE_1 | AXMI1 | CREB_1 | BAIN | ARBR_P
| BRIM_1 | COVE_1 | BEDDT1 | FIDF_1 | CELL_1 | FOUR_1 | HEYS_1 | CBNK_H | CHSI_1 | MAGA_6 | BRWA1 | DRAX_1 | BERW | ARDK_P
| BURM_1 | DRAK_1 | CITR_1 | FROD_1 | FECK_6 | HARM_6 | HEYS1 | CHIC_1 | KEMS_1 | PEMB_1 | EXET1 | ELLA_1 | BONN | ARMO_P
| CLT03 | ECLA_1 | HACK_1 | IMPK_1 | HAMHC1 | HAWP_6 | HUTT_1 | COWL_1 | KINO_1 | PYLE_1 | INDQ1 | FERRA2 | BRAP | BEAU_P
| EASO_1 | ENDE_1 | HACK_6 | KIBY_1 | IRONB1 | KNAR | KEAR_1 | EALI_6 | LITT_J | RASS_1 | IROA1 | FERRB_M | BROX | BERB_P
| ELST_1 | GREN_1 | HURS_1 | LEGA_1 | KITW_1 | LACK_6 | KEAR_3 | ECLA_H | NFLE | SWAN_1 | LAND1 | GRIW_1 | CAFA | BOAG_P
| MILH_1 | RATS_1 | LITT_C | LISD_1 | NECE_1 | NORT_1 | KIBY_G | FAWL_1 | NINF_1 | UPPB_1 | SEAB1 | JORD_3 | CATY | BRAC_P
| NORM_1 | SBAR | LODR_6 | PENT_1 | OCKH_1 | OFFE_3 | MACC_3 | FLEE_1 | RICH_J | UPPB_3 | TAUN1 | KEAD_1 | CHAP | BRID_P
| PELH_1 | STAY_1 | NEWX_6 | RAIN_1 | OLDB_1 | OSBA_1 | ORMO | GREE_H | RICH1 | USKM_1 |  | KIRKB1 | CHAS | BROA_P
| RAYL_1 | WALP_B | REBR_3 | SASA | PENN_1 | POPP_3 | PADIB1 | IVER_1 | SELL_1 |  |  | NEEP_3 | CLYM | BROR_P
| RYEH_1 | WBUR_1 | SJOW_1 | TRAW_1 | RUGEB1 | SALH_1 | PENE_1 | IVER_6 | WWEY_1 |  |  | NORL_3 | COAT | BUMU_P
| SALL1 | WILL_1 | WHAM_1 | WYLF_1 | SHRW_1 | SPEN_1 | PENW_1 | LALE1SG003 |  |  |  | PITS_3 | COCK | CAAD_P
| SUND_1 |  | WIMBN1 |  | WALH_1 | SSHI_3 | ROCH_1 | LOUD_H |  |  |  | SALT_1 | COYL | CAIF_P
| TILBB_1 |  | WIMBS1 |  | WIEN_1 | STEN_1 | RRIG | LOVE_1 |  |  |  | SHEC_3 | CROO | CASS_P
| TOTT_1 |  | WISD_1 |  |  | STES_1 | SMAN_1 | MANN_1 |  |  |  | SKLGB1 | CUMB | CEAN_P
| WALP_1 |  | WISD_6 |  |  | TYNE_1 | STAH_1 | MELK_1 |  |  |  | TEMP_3 | CUPA | CHAR_P
| WARL_1 |  |  |  |  | TYNE_2 | STAL_1 | MITY_1 |  |  |  | THOM_6 | CURR | CLAC_P
| WATFS_1 |  |  |  |  | WBOL_6 | WABO | NHYD_6 |  |  |  | THUR_6 | DALM3 | CLAY_P
| WTHU31 | [5 empty] | WASF_1 | NURS_1 |  |  |  | WIBA_3 | DEVM | COUA_P
| WYMOM_1 | [5 empty] | WHGA_1 | PERI_H |  |  |  | WMEL_1 | DEVO | CRAI_P
[13 empty] | DEWP | DALL_P
[13 empty] | DRCR | DOUN_P
[13 empty] | DRUM | DUBE_P
[13 empty] | DUMF | DUDH_P
[13 empty] | DUNB | DUGR_P
[13 empty] | DUNF | DUNO_P
[13 empty] | EAST | DYCE_P
[13 empty] | ECCL | ELGI_P
[13 empty] | EERH | FASN_P
[13 empty] | EKIL | FAUG_P
[13 empty] | EKIS | FETT_P
[13 empty] | ELDE | FIDD_P
[13 empty] | ERSK | FRAS_P
[13 empty] | FINN | FWIL_P
[13 empty] | GALA | GLAG_P
[13 empty] | GIFF | GLEF_P
[13 empty] | GLLE | GRUB_P
[13 empty] | GLLU | HARG_P
[13 empty] | GLNI | INNE_P
[13 empty] | GLRO | KEIT_P
[13 empty] | GORG | KIIN_P
[13 empty] | GOVA | KINL_P
[13 empty] | GRMO | KINT_P
[13 empty] | HAGR | LAIR_P
[13 empty] | HAWI | LUNA_P
[13 empty] | HELE | LYND_P
[13 empty] | HUER | MACD_P
[13 empty] | INKE | MILC_P
[13 empty] | JOHN | MYBS_P
[13 empty] | KAIM | NAIR_P
[13 empty] | KEOO | ORRI_P
[13 empty] | KIER | PEHG_P
[13 empty] | KILB | PEHS_P
[13 empty] | KILS | PERS_P
[13 empty] | KILT | PORA_P
[13 empty] | KILW | QUOI_P
[13 empty] | LEVE | RANN_P
[13 empty] | LING | REDM_P
[13 empty] | LINM | SFEG_P
[13 empty] | MAYB | SFIL_P
[13 empty] | NEAR | SHIN_P
[13 empty] | NETS | SLOY_P
[13 empty] | PAIS | STOR_P
[13 empty] | PART | STRI_P
[13 empty] | POOB | TARL_P
[13 empty] | PORD | TAYN_P
[13 empty] | RAVE | THSO_P
[13 empty] | REDH | TUMB_P
[13 empty] | SACO | WIOW_P
[13 empty] | SANX | WOHI_P
SHRU
SIGH
SPAV
STHA
STIR
STLE
TELR
TONG
TOWH
WFIE
WGEO
WHHO
WISH
Data above reformatted into a single table
| GSP ID (raw) | GSP ID | Group Zone | GSP Group |  | QA Check | < Check that all the GSP IDs provided here also exist in the Reference NMS
| AMEM_1 | AMEM_1 | _A Zone 1 | _A |  | OK
| BRAI_1 | BRAI_1 | _A Zone 1 | _A |  | OK
| BRFO_1 | BRFO_1 | _A Zone 1 | _A |  | OK
| BRIM_1 | BRIM_1 | _A Zone 1 | _A |  | OK
| BURM_1 | BURM_1 | _A Zone 1 | _A |  | OK
| CLT03 | CLT03 | _A Zone 1 | _A |  | OK
| EASO_1 | EASO_1 | _A Zone 1 | _A |  | OK
| ELST_1 | ELST_1 | _A Zone 1 | _A |  | OK
| MILH_1 | MILH_1 | _A Zone 1 | _A |  | OK
| NORM_1 | NORM_1 | _A Zone 1 | _A |  | OK
| PELH_1 | PELH_1 | _A Zone 1 | _A |  | OK
| RAYL_1 | RAYL_1 | _A Zone 1 | _A |  | OK
| RYEH_1 | RYEH_1 | _A Zone 1 | _A |  | OK
| SALL1 | SALL1 | _A Zone 1 | _A |  | OK
| SUND_1 | SUND_1 | _A Zone 1 | _A |  | OK
| TILBB_1 | TILBB_1 | _A Zone 1 | _A |  | OK
| TOTT_1 | TOTT_1 | _A Zone 1 | _A |  | OK
| WALP_1 | WALP_1 | _A Zone 1 | _A |  | OK
| WARL_1 | WARL_1 | _A Zone 1 | _A |  | OK
| WATFS_1 | WATFS_1 | _A Zone 1 | _A |  | OK
| WTHU31 | WTHU31 | _A Zone 1 | _A |  | OK
| WYMOM_1 | WYMOM_1 | _A Zone 1 | _A |  | OK
| BESW_1 | BESW_1 | _B Zone 2 | _B |  | OK
| BICF_1 | BICF_1 | _B Zone 2 | _B |  | OK
| CHTE_1 | CHTE_1 | _B Zone 2 | _B |  | OK
| COVE_1 | COVE_1 | _B Zone 2 | _B |  | OK
| DRAK_1 | DRAK_1 | _B Zone 2 | _B |  | OK
| ECLA_1 | ECLA_1 | _B Zone 2 | _B |  | OK
| ENDE_1 | ENDE_1 | _B Zone 2 | _B |  | OK
| GREN_1 | GREN_1 | _B Zone 2 | _B |  | OK
| RATS_1 | RATS_1 | _B Zone 2 | _B |  | OK
| SBAR | SBAR | _B Zone 2 | _B |  | OK
| STAY_1 | STAY_1 | _B Zone 2 | _B |  | OK
| WALP_B | WALP_B | _B Zone 2 | _B |  | OK
| WBUR_1 | WBUR_1 | _B Zone 2 | _B |  | OK
| WILL_1 | WILL_1 | _B Zone 2 | _B |  | OK
| ACTL_C | ACTL_C | _C Zone 3 | _C |  | OK
| BARKC1 | BARKC1 | _C Zone 3 | _C |  | OK
| BARKW3 | BARKW3 | _C Zone 3 | _C |  | OK
| BEDDT1 | BEDDT1 | _C Zone 3 | _C |  | OK
| CITR_1 | CITR_1 | _C Zone 3 | _C |  | OK
| HACK_1 | HACK_1 | _C Zone 3 | _C |  | OK
| HACK_6 | HACK_6 | _C Zone 3 | _C |  | OK
| HURS_1 | HURS_1 | _C Zone 3 | _C |  | OK
| LITT_C | LITT_C | _C Zone 3 | _C |  | OK
| LODR_6 | LODR_6 | _C Zone 3 | _C |  | OK
| NEWX_6 | NEWX_6 | _C Zone 3 | _C |  | OK
| REBR_3 | REBR_3 | _C Zone 3 | _C |  | OK
| SJOW_1 | SJOW_1 | _C Zone 3 | _C |  | OK
| WHAM_1 | WHAM_1 | _C Zone 3 | _C |  | OK
| WIMBN1 | WIMBN1 | _C Zone 3 | _C |  | OK
| WIMBS1 | WIMBS1 | _C Zone 3 | _C |  | OK
| WISD_1 | WISD_1 | _C Zone 3 | _C |  | OK
| WISD_6 | WISD_6 | _C Zone 3 | _C |  | OK
| BIRK_1 | BIRK_1 | _D Zone 4 | _D |  | OK
| CAPEA1 | CAPEA1 | _D Zone 4 | _D |  | OK
| CONQA1 | CONQA1 | _D Zone 4 | _D |  | OK
| FIDF_1 | FIDF_1 | _D Zone 4 | _D |  | OK
| FROD_1 | FROD_1 | _D Zone 4 | _D |  | OK
| IMPK_1 | IMPK_1 | _D Zone 4 | _D |  | OK
| KIBY_1 | KIBY_1 | _D Zone 4 | _D |  | OK
| LEGA_1 | LEGA_1 | _D Zone 4 | _D |  | OK
| LISD_1 | LISD_1 | _D Zone 4 | _D |  | OK
| PENT_1 | PENT_1 | _D Zone 4 | _D |  | OK
| RAIN_1 | RAIN_1 | _D Zone 4 | _D |  | OK
| SASA | SASA | _D Zone 4 | _D |  | OK
| TRAW_1 | TRAW_1 | _D Zone 4 | _D |  | OK
| WYLF_1 | WYLF_1 | _D Zone 4 | _D |  | OK
| BISW_1 | BISW_1 | _E Zone 5 | _E |  | OK
| BUSH_1 | BUSH_1 | _E Zone 5 | _E |  | OK
| BUST_1 | BUST_1 | _E Zone 5 | _E |  | OK
| CELL_1 | CELL_1 | _E Zone 5 | _E |  | OK
| FECK_6 | FECK_6 | _E Zone 5 | _E |  | OK
| HAMHC1 | HAMHC1 | _E Zone 5 | _E |  | OK
| IRONB1 | IRONB1 | _E Zone 5 | _E |  | OK
| KITW_1 | KITW_1 | _E Zone 5 | _E |  | OK
| NECE_1 | NECE_1 | _E Zone 5 | _E |  | OK
| OCKH_1 | OCKH_1 | _E Zone 5 | _E |  | OK
| OLDB_1 | OLDB_1 | _E Zone 5 | _E |  | OK
| PENN_1 | PENN_1 | _E Zone 5 | _E |  | OK
| RUGEB1 | RUGEB1 | _E Zone 5 | _E |  | OK
| SHRW_1 | SHRW_1 | _E Zone 5 | _E |  | OK
| WALH_1 | WALH_1 | _E Zone 5 | _E |  | OK
| WIEN_1 | WIEN_1 | _E Zone 5 | _E |  | OK
| BLYTB1 | BLYTB1 | _F Zone 6 | _F |  | OK
| BLYTH132 | BLYTH132 | _F Zone 6 | _F |  | OK
| FERRB1 | FERRB1 | _F Zone 6 | _F |  | OK
| FOUR_1 | FOUR_1 | _F Zone 6 | _F |  | OK
| HARM_6 | HARM_6 | _F Zone 6 | _F |  | OK
| HAWP_6 | HAWP_6 | _F Zone 6 | _F |  | OK
| KNAR | KNAR | _F Zone 6 | _F |  | OK
| LACK_6 | LACK_6 | _F Zone 6 | _F |  | OK
| NORT_1 | NORT_1 | _F Zone 6 | _F |  | OK
| OFFE_3 | OFFE_3 | _F Zone 6 | _F |  | OK
| OSBA_1 | OSBA_1 | _F Zone 6 | _F |  | OK
| POPP_3 | POPP_3 | _F Zone 6 | _F |  | OK
| SALH_1 | SALH_1 | _F Zone 6 | _F |  | OK
| SPEN_1 | SPEN_1 | _F Zone 6 | _F |  | OK
| SSHI_3 | SSHI_3 | _F Zone 6 | _F |  | OK
| STEN_1 | STEN_1 | _F Zone 6 | _F |  | OK
| STES_1 | STES_1 | _F Zone 6 | _F |  | OK
| TYNE_1 | TYNE_1 | _F Zone 6 | _F |  | OK
| TYNE_2 | TYNE_2 | _F Zone 6 | _F |  | OK
| WBOL_6 | WBOL_6 | _F Zone 6 | _F |  | OK
| BRED_1 | BRED_1 | _G Zone 7 | _G |  | OK
| CARR_1 | CARR_1 | _G Zone 7 | _G |  | OK
| HARK_1 | HARK_1 | _G Zone 7 | _G |  | OK
| HEYS_1 | HEYS_1 | _G Zone 7 | _G |  | OK
| HEYS1 | HEYS1 | _G Zone 7 | _G |  | OK
| HUTT_1 | HUTT_1 | _G Zone 7 | _G |  | OK
| KEAR_1 | KEAR_1 | _G Zone 7 | _G |  | OK
| KEAR_3 | KEAR_3 | _G Zone 7 | _G |  | OK
| KIBY_G | KIBY_G | _G Zone 7 | _G |  | OK
| MACC_3 | MACC_3 | _G Zone 7 | _G |  | OK
| ORMO | ORMO | _G Zone 7 | _G |  | OK
| PADIB1 | PADIB1 | _G Zone 7 | _G |  | OK
| PENE_1 | PENE_1 | _G Zone 7 | _G |  | OK
| PENW_1 | PENW_1 | _G Zone 7 | _G |  | OK
| ROCH_1 | ROCH_1 | _G Zone 7 | _G |  | OK
| RRIG | RRIG | _G Zone 7 | _G |  | OK
| SMAN_1 | SMAN_1 | _G Zone 7 | _G |  | OK
| STAH_1 | STAH_1 | _G Zone 7 | _G |  | OK
| STAL_1 | STAL_1 | _G Zone 7 | _G |  | OK
| WABO | WABO | _G Zone 7 | _G |  | OK
| WASF_1 | WASF_1 | _G Zone 7 | _G |  | OK
| WHGA_1 | WHGA_1 | _G Zone 7 | _G |  | OK
| ACTL_2 | ACTL_2 | _H Zone 8 | _H |  | OK
| BOTW_1 | BOTW_1 | _H Zone 8 | _H |  | OK
| BRLE_1 | BRLE_1 | _H Zone 8 | _H |  | OK
| CBNK_H | CBNK_H | _H Zone 8 | _H |  | OK
| CHIC_1 | CHIC_1 | _H Zone 8 | _H |  | OK
| COWL_1 | COWL_1 | _H Zone 8 | _H |  | OK
| EALI_6 | EALI_6 | _H Zone 8 | _H |  | OK
| ECLA_H | ECLA_H | _H Zone 8 | _H |  | OK
| FAWL_1 | FAWL_1 | _H Zone 8 | _H |  | OK
| FLEE_1 | FLEE_1 | _H Zone 8 | _H |  | OK
| GREE_H | GREE_H | _H Zone 8 | _H |  | OK
| IVER_1 | IVER_1 | _H Zone 8 | _H |  | OK
| IVER_6 | IVER_6 | _H Zone 8 | _H |  | OK
| LALE1SG003 | LALE1SG003 | _H Zone 8 | _H |  | OK
| LOUD_H | LOUD_H | _H Zone 8 | _H |  | OK
| LOVE_1 | LOVE_1 | _H Zone 8 | _H |  | OK
| MANN_1 | MANN_1 | _H Zone 8 | _H |  | OK
| MELK_1 | MELK_1 | _H Zone 8 | _H |  | OK
| MITY_1 | MITY_1 | _H Zone 8 | _H |  | OK
| NHYD_6 | NHYD_6 | _H Zone 8 | _H |  | OK
| NURS_1 | NURS_1 | _H Zone 8 | _H |  | OK
| BEDD_1 | BEDD_1 | _J Zone 9 | _J |  | OK
| BOLN_1 | BOLN_1 | _J Zone 9 | _J |  | OK
| CANTN1 | CANTN1 | _J Zone 9 | _J |  | OK
| CHSI_1 | CHSI_1 | _J Zone 9 | _J |  | OK
| KEMS_1 | KEMS_1 | _J Zone 9 | _J |  | OK
| KINO_1 | KINO_1 | _J Zone 9 | _J |  | OK
| LITT_J | LITT_J | _J Zone 9 | _J |  | OK
| NFLE | NFLE | _J Zone 9 | _J |  | OK
| NINF_1 | NINF_1 | _J Zone 9 | _J |  | OK
| RICH_J | RICH_J | _J Zone 9 | _J |  | OK
| RICH1 | RICH1 | _J Zone 9 | _J |  | OK
| SELL_1 | SELL_1 | _J Zone 9 | _J |  | OK
| ABTH_1 | ABTH_1 | _K Zone 10 | _K |  | OK
| ALST_3 | ALST_3 | _K Zone 10 | _K |  | OK
| CARE_1 | CARE_1 | _K Zone 10 | _K |  | OK
| MAGA_6 | MAGA_6 | _K Zone 10 | _K |  | OK
| PEMB_1 | PEMB_1 | _K Zone 10 | _K |  | OK
| PYLE_1 | PYLE_1 | _K Zone 10 | _K |  | OK
| RASS_1 | RASS_1 | _K Zone 10 | _K |  | OK
| SWAN_1 | SWAN_1 | _K Zone 10 | _K |  | OK
| UPPB_1 | UPPB_1 | _K Zone 10 | _K |  | OK
| UPPB_3 | UPPB_3 | _K Zone 10 | _K |  | OK
| USKM_1 | USKM_1 | _K Zone 10 | _K |  | OK
| ABHA1 | ABHA1 | _L Zone 11 | _L |  | OK
| ALVE1 | ALVE1 | _L Zone 11 | _L |  | OK
| AXMI1 | AXMI1 | _L Zone 11 | _L |  | OK
| BRWA1 | BRWA1 | _L Zone 11 | _L |  | OK
| EXET1 | EXET1 | _L Zone 11 | _L |  | OK
| INDQ1 | INDQ1 | _L Zone 11 | _L |  | OK
| IROA1 | IROA1 | _L Zone 11 | _L |  | OK
| LAND1 | LAND1 | _L Zone 11 | _L |  | OK
| SEAB1 | SEAB1 | _L Zone 11 | _L |  | OK
| TAUN1 | TAUN1 | _L Zone 11 | _L |  | OK
| BRAW_1 | BRAW_1 | _M Zone 12 | _M |  | OK
| CAMB_01 | CAMB_01 | _M Zone 12 | _M |  | OK
| CREB_1 | CREB_1 | _M Zone 12 | _M |  | OK
| DRAX_1 | DRAX_1 | _M Zone 12 | _M |  | OK
| ELLA_1 | ELLA_1 | _M Zone 12 | _M |  | OK
| FERRA2 | FERRA2 | _M Zone 12 | _M |  | OK
| FERRB_M | FERRB_M | _M Zone 12 | _M |  | OK
| GRIW_1 | GRIW_1 | _M Zone 12 | _M |  | OK
| JORD_3 | JORD_3 | _M Zone 12 | _M |  | OK
| KEAD_1 | KEAD_1 | _M Zone 12 | _M |  | OK
| KIRKB1 | KIRKB1 | _M Zone 12 | _M |  | OK
| NEEP_3 | NEEP_3 | _M Zone 12 | _M |  | OK
| NORL_3 | NORL_3 | _M Zone 12 | _M |  | OK
| PITS_3 | PITS_3 | _M Zone 12 | _M |  | OK
| SALT_1 | SALT_1 | _M Zone 12 | _M |  | OK
| SHEC_3 | SHEC_3 | _M Zone 12 | _M |  | OK
| SKLGB1 | SKLGB1 | _M Zone 12 | _M |  | OK
| TEMP_3 | TEMP_3 | _M Zone 12 | _M |  | OK
| THOM_6 | THOM_6 | _M Zone 12 | _M |  | OK
| THUR_6 | THUR_6 | _M Zone 12 | _M |  | OK
| WIBA_3 | WIBA_3 | _M Zone 12 | _M |  | OK
| WMEL_1 | WMEL_1 | _M Zone 12 | _M |  | OK
| AYRR | AYRR | _N Zone 13 | _N |  | OK
| BAGA | BAGA | _N Zone 13 | _N |  | OK
| BAIN | BAIN | _N Zone 13 | _N |  | OK
| BERW | BERW | _N Zone 13 | _N |  | OK
| BONN | BONN | _N Zone 13 | _N |  | OK
| BRAP | BRAP | _N Zone 13 | _N |  | OK
| BROX | BROX | _N Zone 13 | _N |  | OK
| CAFA | CAFA | _N Zone 13 | _N |  | OK
| CATY | CATY | _N Zone 13 | _N |  | OK
| CHAP | CHAP | _N Zone 13 | _N |  | OK
| CHAS | CHAS | _N Zone 13 | _N |  | OK
| CLYM | CLYM | _N Zone 13 | _N |  | OK
| COAT | COAT | _N Zone 13 | _N |  | OK
| COCK | COCK | _N Zone 13 | _N |  | OK
| COYL | COYL | _N Zone 13 | _N |  | OK
| CROO | CROO | _N Zone 13 | _N |  | OK
| CUMB | CUMB | _N Zone 13 | _N |  | OK
| CUPA | CUPA | _N Zone 13 | _N |  | OK
| CURR | CURR | _N Zone 13 | _N |  | OK
| DALM3 | DALM3 | _N Zone 13 | _N |  | OK
| DEVM | DEVM | _N Zone 13 | _N |  | OK
| DEVO | DEVO | _N Zone 13 | _N |  | OK
| DEWP | DEWP | _N Zone 13 | _N |  | OK
| DRCR | DRCR | _N Zone 13 | _N |  | OK
| DRUM | DRUM | _N Zone 13 | _N |  | OK
| DUMF | DUMF | _N Zone 13 | _N |  | OK
| DUNB | DUNB | _N Zone 13 | _N |  | OK
| DUNF | DUNF | _N Zone 13 | _N |  | OK
| EAST | EAST | _N Zone 13 | _N |  | OK
| ECCL | ECCL | _N Zone 13 | _N |  | OK
| EERH | EERH | _N Zone 13 | _N |  | OK
| EKIL | EKIL | _N Zone 13 | _N |  | OK
| EKIS | EKIS | _N Zone 13 | _N |  | OK
| ELDE | ELDE | _N Zone 13 | _N |  | OK
| ERSK | ERSK | _N Zone 13 | _N |  | OK
| FINN | FINN | _N Zone 13 | _N |  | OK
| GALA | GALA | _N Zone 13 | _N |  | OK
| GIFF | GIFF | _N Zone 13 | _N |  | OK
| GLLE | GLLE | _N Zone 13 | _N |  | OK
| GLLU | GLLU | _N Zone 13 | _N |  | OK
| GLNI | GLNI | _N Zone 13 | _N |  | OK
| GLRO | GLRO | _N Zone 13 | _N |  | OK
| GORG | GORG | _N Zone 13 | _N |  | OK
| GOVA | GOVA | _N Zone 13 | _N |  | OK
| GRMO | GRMO | _N Zone 13 | _N |  | OK
| HAGR | HAGR | _N Zone 13 | _N |  | OK
| HAWI | HAWI | _N Zone 13 | _N |  | OK
| HELE | HELE | _N Zone 13 | _N |  | OK
| HUER | HUER | _N Zone 13 | _N |  | OK
| INKE | INKE | _N Zone 13 | _N |  | OK
| JOHN | JOHN | _N Zone 13 | _N |  | OK
| KAIM | KAIM | _N Zone 13 | _N |  | OK
| KEOO | KEOO | _N Zone 13 | _N |  | OK
| KIER | KIER | _N Zone 13 | _N |  | OK
| KILB | KILB | _N Zone 13 | _N |  | OK
| KILS | KILS | _N Zone 13 | _N |  | OK
| KILT | KILT | _N Zone 13 | _N |  | OK
| KILW | KILW | _N Zone 13 | _N |  | OK
| LEVE | LEVE | _N Zone 13 | _N |  | OK
| LING | LING | _N Zone 13 | _N |  | OK
| LINM | LINM | _N Zone 13 | _N |  | OK
| MAYB | MAYB | _N Zone 13 | _N |  | OK
| NEAR | NEAR | _N Zone 13 | _N |  | OK
| NETS | NETS | _N Zone 13 | _N |  | OK
| PAIS | PAIS | _N Zone 13 | _N |  | OK
| PART | PART | _N Zone 13 | _N |  | OK
| POOB | POOB | _N Zone 13 | _N |  | OK
| PORD | PORD | _N Zone 13 | _N |  | OK
| RAVE | RAVE | _N Zone 13 | _N |  | OK
| REDH | REDH | _N Zone 13 | _N |  | OK
| SACO | SACO | _N Zone 13 | _N |  | OK
| SANX | SANX | _N Zone 13 | _N |  | OK
| SHRU | SHRU | _N Zone 13 | _N |  | OK
| SIGH | SIGH | _N Zone 13 | _N |  | OK
| SPAV | SPAV | _N Zone 13 | _N |  | OK
| STHA | STHA | _N Zone 13 | _N |  | OK
| STIR | STIR | _N Zone 13 | _N |  | OK
| STLE | STLE | _N Zone 13 | _N |  | OK
| TELR | TELR | _N Zone 13 | _N |  | OK
| TONG | TONG | _N Zone 13 | _N |  | OK
| TOWH | TOWH | _N Zone 13 | _N |  | OK
| WFIE | WFIE | _N Zone 13 | _N |  | OK
| WGEO | WGEO | _N Zone 13 | _N |  | OK
| WHHO | WHHO | _N Zone 13 | _N |  | OK
| WISH | WISH | _N Zone 13 | _N |  | OK
| ABNE_P | ABNE_P | _P Zone 14 | _P |  | OK
| ALNE_P | ALNE_P | _P Zone 14 | _P |  | OK
| ARBR_P | ARBR_P | _P Zone 14 | _P |  | OK
| ARDK_P | ARDK_P | _P Zone 14 | _P |  | OK
| ARMO_P | ARMO_P | _P Zone 14 | _P |  | OK
| BEAU_P | BEAU_P | _P Zone 14 | _P |  | OK
| BERB_P | BERB_P | _P Zone 14 | _P |  | OK
| BOAG_P | BOAG_P | _P Zone 14 | _P |  | OK
| BRAC_P | BRAC_P | _P Zone 14 | _P |  | OK
| BRID_P | BRID_P | _P Zone 14 | _P |  | OK
| BROA_P | BROA_P | _P Zone 14 | _P |  | OK
| BROR_P | BROR_P | _P Zone 14 | _P |  | OK
| BUMU_P | BUMU_P | _P Zone 14 | _P |  | OK
| CAAD_P | CAAD_P | _P Zone 14 | _P |  | OK
| CAIF_P | CAIF_P | _P Zone 14 | _P |  | OK
| CASS_P | CASS_P | _P Zone 14 | _P |  | OK
| CEAN_P | CEAN_P | _P Zone 14 | _P |  | OK
| CHAR_P | CHAR_P | _P Zone 14 | _P |  | OK
| CLAC_P | CLAC_P | _P Zone 14 | _P |  | OK
| CLAY_P | CLAY_P | _P Zone 14 | _P |  | OK
| COUA_P | COUA_P | _P Zone 14 | _P |  | OK
| CRAI_P | CRAI_P | _P Zone 14 | _P |  | OK
| DALL_P | DALL_P | _P Zone 14 | _P |  | OK
| DOUN_P | DOUN_P | _P Zone 14 | _P |  | OK
| DUBE_P | DUBE_P | _P Zone 14 | _P |  | OK
| DUDH_P | DUDH_P | _P Zone 14 | _P |  | OK
| DUGR_P | DUGR_P | _P Zone 14 | _P |  | OK
| DUNO_P | DUNO_P | _P Zone 14 | _P |  | OK
| DYCE_P | DYCE_P | _P Zone 14 | _P |  | OK
| ELGI_P | ELGI_P | _P Zone 14 | _P |  | OK
| FASN_P | FASN_P | _P Zone 14 | _P |  | OK
| FAUG_P | FAUG_P | _P Zone 14 | _P |  | OK
| FETT_P | FETT_P | _P Zone 14 | _P |  | OK
| FIDD_P | FIDD_P | _P Zone 14 | _P |  | OK
| FRAS_P | FRAS_P | _P Zone 14 | _P |  | OK
| FWIL_P | FWIL_P | _P Zone 14 | _P |  | OK
| GLAG_P | GLAG_P | _P Zone 14 | _P |  | OK
| GLEF_P | GLEF_P | _P Zone 14 | _P |  | OK
| GRUB_P | GRUB_P | _P Zone 14 | _P |  | OK
| HARG_P | HARG_P | _P Zone 14 | _P |  | OK
| INNE_P | INNE_P | _P Zone 14 | _P |  | OK
| KEIT_P | KEIT_P | _P Zone 14 | _P |  | OK
| KIIN_P | KIIN_P | _P Zone 14 | _P |  | OK
| KINL_P | KINL_P | _P Zone 14 | _P |  | OK
| KINT_P | KINT_P | _P Zone 14 | _P |  | OK
| LAIR_P | LAIR_P | _P Zone 14 | _P |  | OK
| LUNA_P | LUNA_P | _P Zone 14 | _P |  | OK
| LYND_P | LYND_P | _P Zone 14 | _P |  | OK
| MACD_P | MACD_P | _P Zone 14 | _P |  | OK
| MILC_P | MILC_P | _P Zone 14 | _P |  | OK
| MYBS_P | MYBS_P | _P Zone 14 | _P |  | OK
| NAIR_P | NAIR_P | _P Zone 14 | _P |  | OK
| ORRI_P | ORRI_P | _P Zone 14 | _P |  | OK
| PEHG_P | PEHG_P | _P Zone 14 | _P |  | OK
| PEHS_P | PEHS_P | _P Zone 14 | _P |  | OK
| PERS_P | PERS_P | _P Zone 14 | _P |  | OK
| PORA_P | PORA_P | _P Zone 14 | _P |  | OK
| QUOI_P | QUOI_P | _P Zone 14 | _P |  | OK
| RANN_P | RANN_P | _P Zone 14 | _P |  | OK
| REDM_P | REDM_P | _P Zone 14 | _P |  | OK
| SFEG_P | SFEG_P | _P Zone 14 | _P |  | OK
| SFIL_P | SFIL_P | _P Zone 14 | _P |  | OK
| SHIN_P | SHIN_P | _P Zone 14 | _P |  | OK
| SLOY_P | SLOY_P | _P Zone 14 | _P |  | OK
| STOR_P | STOR_P | _P Zone 14 | _P |  | OK
| STRI_P | STRI_P | _P Zone 14 | _P |  | OK
| TARL_P | TARL_P | _P Zone 14 | _P |  | OK
| TAYN_P | TAYN_P | _P Zone 14 | _P |  | OK
| THSO_P | THSO_P | _P Zone 14 | _P |  | OK
| TUMB_P | TUMB_P | _P Zone 14 | _P |  | OK
There is an update of this ready for the ETYS/FES 2020 process. That updated file can be found in the email saved in T:\ESP\EM\Forecasting\2020\Spatial\Mapping
Note on M17: Nickerson, Rob: This was assumed to be here so added by me. To be 100% sure check back with Allan at Elexon.
Note on J20: Nickerson, Rob: Updated as agreed with Elexon (original "RICH_1" was an error)
Note on E22: Allan Toule: Agg rule sent in by MANWEB showed ASAPH_MANW, but Email from KW said should be SASA - MANWEB never sent in updated BSCP75/4.2

## OFTOs
Offshore transmission owners which connect directly into the distribution network (and are therefore GSPs)
Shared by email by Allan Toule <Allan.Toule@elexon.co.uk> in December 2019
Windfarm | GSP Group | GSP Id
Barrow Offshore Wind Farm | Distribution _G | HEYS1
Gunfleet Sands II Offshore Wind Farm | Distribution _A | CLT03
Gunfleet Sands Offshore Wind Farm | Distribution _A | CLT03
Ormonde Offshore Wind Farm | Distribution _G | ORMO
Robin Rigg East Offshore Wind Farm | Distribution _G | RRIG
Robin Rigg West Offshore Wind Farm | Distribution _G | RRIG
Sheringham Shoal Offshore Wind Farm | Distribution _A | SALL1
Thanet Offshore Wind Farm | Distribution _J | RICH1
Walney II Offshore Wind Farm | Distribution _G | WABO

## BMU_reg
BM Units Registered with Central Registration Agency
Source: www.elexonportal.co.uk/registeredbmunits
Guidnace: https://www.elexon.co.uk/wp-content/uploads/2018/03/bm_units_guidance_v8.0.pdf
BM Unit ID | BMU Name | Lookup | Party Name | Party ID | BMU Type | NGC BMU Name | GSP Group Id | GSP Group Name | Trading Unit Name | Prod/Cons Flag | Prod/Cons Status | TLF | GC | DC | WDCALF | NWDCALF | SECALF | WDBMCAIC | NWDBMCAIC | WDBMCAEC | NWDBMCAEC | Exempt Export Flag | Base TU Flag | FPN Flag | Interconnector Id | Effective From | Manual Credit Qualifying Flag | Credit Qualifying Status
M_ACTLLU_C | LU Acton Lane Supply | M_ACTLLU_C | EDF Energy Customers Ltd | LENCO | T | [5 empty] | C | 0.017819 | 0 | -14 | 0.5408 | 0.5408 | 0 | -7.571 | -7.571 | 0 | 0 | F | F | F |  | 2020-04-01 | F | F
M_CAS-BEU01 | Beauly Cascade |  | SSE Generation Ltd | SSEGEN | T | CAS-BEU01 |  |  |  |  | P | -0.03997 | 96.71 | 0 | 0.4 | 0.4 | 0 | 0 | 0 | 38.684 | 38.684 | F | F | T |  | 2020-04-01 | F | T
M_CAS-CLU01 | Clunie Cascade |  | SSE Generation Ltd | SSEGEN | T | CAS-CLU01 |  |  |  |  | P | -0.03997 | 76.2 | 0 | 0.4 | 0.4 | 0 | 0 | 0 | 30.48 | 30.48 | F | F | T |  | 2020-04-01 | F | T
M_CAS-CON01 | Conon Cascade |  | SSE Generation Ltd | SSEGEN | T | CAS-CON01 |  |  |  |  | P | -0.03997 | 86.46 | 0 | 0.4 | 0.4 | 0 | 0 | 0 | 34.584 | 34.584 | F | F | T |  | 2020-04-01 | F | T
M_CAS-GAR01 | Garry Cascade |  | SSE Generation Ltd | SSEGEN | T | CAS-GAR01 |  |  |  |  | P | -0.03997 | 38.05 | 0 | 0.4 | 0.4 | 0 | 0 | 0 | 15.22 | 15.22 | F | F | T |  | 2020-04-01 | F | T
M_CAS-KIL01 | Killin Cascade |  | SSE Generation Ltd | SSEGEN | T | CAS-KIL01 |  |  |  |  | P | -0.03997 | 60 | 0 | 0.4 | 0.4 | 0 | 0 | 0 | 24 | 24 | F | F | T |  | 2020-04-01 | F | T
M_CAS-MOR01 | Moriston Cascade |  | SSE Generation Ltd | SSEGEN | T | CAS-MOR01 |  |  |  |  | P | -0.03997 | 76.72 | 0 | 0.4 | 0.4 | 0 | 0 | 0 | 30.688 | 30.688 | F | F | T |  | 2020-04-01 | F | T
M_GRTO | BS Grangetown Supply | M_GRTO | EDF Energy Customers Ltd | LENCO | T |  |  |  | South Tees Site |  | C | -0.0049666 | 20 | -30 | 0.3478 | 0.3478 | 0 | -10.434 | -10.434 | 6.956 | 6.956 | F | F | F |  | 2020-04-01 | F | F
M_SLOY-1 | Sloy G1 |  | SSE Generation Ltd | SSEGEN | T | SLOY-1 |  |  |  |  | P | -0.03997 | 50 | 0 | 0.4 | 0.4 | 0 | 0 | 0 | 20 | 20 | F | F | T |  | 2020-04-01 | F | T
M_SLOY-4 | Sloy G4 |  | SSE Generation Ltd | SSEGEN | T | SLOY-4 |  |  |  |  | P | -0.03997 | 40 | 0 | 0.4 | 0.4 | 0 | 0 | 0 | 16 | 16 | F | F | T |  | 2020-04-01 | F | T
M_TEMP | BOC Brinsworth Supply |  | Orsted Power Sales (UK) Ltd | MAGNETIC | T | [5 empty] | C | 0.0007867 | 0 | -20.48 | 0.8283 | 0.8283 | 0 | -16.964 | -16.964 | 0 | 0 | F | F | F |  | 2020-04-01 | F | F
T_ABRBO-1 | ABRBO-1 |  | Aberdeen Offshore Wind Farm | ABERDEEN | T | ABRBO-1 |  |  |  |  | P | -0.03997 | 99 | -2 | 0.4 | 0.4 | 0 | -0.8 | -0.8 | 39.6 | 39.6 | F | F | T |  | 2020-04-01 | F | T
T_ABTH7 | Aberthaw main unit 7 |  | RWE Generation UK plc | INNOGY01 | T | ABTH7 |  |  | Aberthaw B Power Station |  | P | 0.010184 | 545 | -18 | 0.4 | 0.4 | 0 | -7.2 | -7.2 | 218 | 218 | F | F | T |  | 2020-04-01 | F | T
T_ABTH7G | Aberthaw aux unit 7 |  | RWE Generation UK plc | INNOGY01 | T | ABTH7G |  |  | Aberthaw B Power Station |  | P | 0.010184 | 19 | 0 | 0.4 | 0.4 | 0 | 0 | 0 | 7.6 | 7.6 | F | F | T |  | 2020-04-01 | F | T
T_ABTH8 | Aberthaw main unit 8 |  | RWE Generation UK plc | INNOGY01 | T | ABTH8 |  |  | Aberthaw B Power Station |  | P | 0.010184 | 545 | -18 | 0.4 | 0.4 | 0 | -7.2 | -7.2 | 218 | 218 | F | F | T |  | 2020-04-01 | F | T
T_ABTH8G | Aberthaw aux unit 8 |  | RWE Generation UK plc | INNOGY01 | T | ABTH8G |  |  | Aberthaw B Power Station |  | P | 0.010184 | 19 | 0 | 0.4 | 0.4 | 0 | 0 | 0 | 7.6 | 7.6 | F | F | T |  | 2020-04-01 | F | T
T_ABTH9 | Aberthaw main unit 9 |  | RWE Generation UK plc | INNOGY01 | T | ABTH9 |  |  | Aberthaw B Power Station |  | P | 0.010184 | 545 | -18 | 0.4 | 0.4 | 0 | -7.2 | -7.2 | 218 | 218 | F | F | T |  | 2020-04-01 | F | T
T_ABTH9G | Aberthaw aux unit 9 |  | RWE Generation UK plc | INNOGY01 | T | ABTH9G |  |  | Aberthaw B Power Station |  | P | 0.010184 | 19 | 0 | 0.4 | 0.4 | 0 | 0 | 0 | 7.6 | 7.6 | F | F | T |  | 2020-04-01 | F | T
T_ABTHD | Aberthaw station demand |  | RWE Generation UK plc | INNOGY01 | T |  |  |  | Aberthaw B Power Station |  | P | 0.010184 | 20 | -79 | 0.1805 | 0.1805 | 0 | -14.26 | -14.26 | 3.61 | 3.61 | F | F | F |  | 2020-04-01 | F | F
T_ACHRW-1 | AChruach Wind Farm |  | Mobius Renewables Gen. (GB2 | AIRGEN2 | T | ACHRW-1 |  |  |  | P | P | -0.03997 | 42.6 | -0.238 | 0.4 | 0.4 | 0 | -0.095 | -0.095 | 17.04 | 17.04 | T | F | T |  | 2020-04-01 | F | T
T_AFTOW-1 | Afton Wind Farm |  | Afton Wind Farm Limited | AFTON | T | AFTOW-1 |  |  |  | P | P | -0.019432 | 50 | -2 | 0.4 | 0.4 | 0 | -0.8 | -0.8 | 20 | 20 | T | F | T |  | 2020-04-01 | F | T
T_AKGLD-2 | AIKENGALL II |  | Aikengall 2 CWCL | AIK2CWCL | T | AKGLD-2 |  |  |  |  | C | -0.019432 | 0 | -0.5 | 0.0431 | 0.0431 | 0 | -0.022 | -0.022 | 0 | 0 | F | F | F |  | 2020-04-01 | F | F
T_AKGLW-2 | AIKENGALL II |  | Aikengall 2 CWCL | AIK2CWCL | T | AKGLW-2 |  |  |  |  | P | -0.019432 | 63.84 | 0 | 0.4 | 0.4 | 0 | 0 | 0 | 25.536 | 25.536 | F | F | T |  | 2020-04-01 | F | T
T_ANGLD-1 | Anglesey Aluminium Demand |  | SSE Energy Supply Limited | SSE | T | ANGLD-1 |  |  | Wylfa Power Station |  | C | 0.0043578 | 0 | 0 | 0 | 0 | 0 | 0 | 0 | 0 | 0 | F | F | F |  | 2020-04-01 | F | F
T_ANSUW-1 | An Suidhe 1 |  | Statkraft Markets Gmbh | STATKRA1 | T | ANSUW-1 |  |  |  | C | C | -0.03997 | 19.354 | -0.114 | 0.4 | 0.4 | 0 | -0.046 | -0.046 | 7.742 | 7.742 | T | F | T |  | 2020-04-01 | F | F
T_ARCHW-1 | Arecleoch |  | SP Renewables (UK) Limited | SPCRE01 | T | ARCHW-1 |  |  |  |  | P | -0.019432 | 114 | -3 | 0.4 | 0.4 | 0 | -1.2 | -1.2 | 45.6 | 45.6 | F | F | T |  | 2020-04-01 | F | T
T_BAGE-1 | BAGE-1 |  | Baglan Operations Ltd | BAGLAN | T | BAGE-1 |  |  | BAGLAN TRADING UNIT |  | P | 0.010184 | 500 | -12 | 0.4 | 0.4 | 0 | -4.8 | -4.8 | 200 | 200 | F | F | T |  | 2020-04-01 | F | T
T_BAGE-2 | BAGE-2 |  | Baglan Operations Ltd | BAGLAN | T | BAGE-2 |  |  | BAGLAN TRADING UNIT |  | P | 0.010184 | 32 | -8 | 0.4 | 0.4 | 0 | -3.2 | -3.2 | 12.8 | 12.8 | F | F | T |  | 2020-04-01 | F | T
T_BAGED-1 | Baglan Energy Park |  | Baglan Operations Ltd | BAGLAN | T | BAGED-1 |  |  | BAGLAN TRADING UNIT |  | P | 0.010184 | 0 | -10 | 0.8332 | 0.8332 | 0 | -8.332 | -8.332 | 0 | 0 | F | F | F |  | 2020-04-01 | F | F
T_BAGTD-1 | T_BAGTD-1 | T_BAGTD-1 | EDF Energy Customers Ltd | LENCO | T | BAGTD-1 |  |  |  |  | C | -0.019432 | 0 | -6.655 | 0.4864 | 0.4864 | 0 | -3.237 | -3.237 | 0 | 0 | F | F | T |  | 2020-04-01 | F | F
T_BARK-CTRL | Barking Chnl Tunnel RLink |  | Npower Limited | NPOWER01 | T | [5 empty] | C | 0.017819 | 0 | -32.672 | 0.3521 | 0.3521 | 0 | -11.504 | -11.504 | 0 | 0 | F | F | F |  | 2020-04-01 | F | F
T_BARK_NR | Barking NR | T_BARK_NR | EDF Energy Customers Ltd | LENCO | T | [5 empty] | C | 0.017819 | 0 | -10 | 0.2732 | 0.2732 | 0 | -2.732 | -2.732 | 0 | 0 | F | F | F |  | 2020-04-01 | F | F
T_BDCHW-1 | Bad a Cheo Wind Farm |  | RWE Generation UK plc | INNOGY01 | T | BDCHW-1 |  |  |  |  | P | -0.03997 | 27 | -1 | 0.4 | 0.4 | 0 | -0.4 | -0.4 | 10.8 | 10.8 | F | F | T |  | 2020-04-01 | F | T
T_BEATD-1 | Beatrice Offshore WF Demand |  | Beatrice Offshore Windfarm Ltd | BOWL001 | T | [5 empty] | C | -0.03997 | 0 | -2 | 0.9998 | 0.9998 | 0 | -2 | -2 | 0 | 0 | F | F | F |  | 2020-04-01 | F | F
T_BEATO-1 | Beatrice Offshore WF 1 |  | Beatrice Offshore Windfarm Ltd | BOWL001 | T | BEATO-1 |  |  |  |  | P | -0.03997 | 252 | -2 | 0.4 | 0.4 | 0 | -0.8 | -0.8 | 100.8 | 100.8 | F | F | T |  | 2020-04-01 | F | T
T_BEATO-2 | Beatrice Offshore WF 2 |  | Beatrice Offshore Windfarm Ltd | BOWL001 | T | BEATO-2 |  |  |  |  | P | -0.03997 | 252 | -2 | 0.4 | 0.4 | 0 | -0.8 | -0.8 | 100.8 | 100.8 | F | F | T |  | 2020-04-01 | F | T
T_BEATO-3 | Beatrice Offshore WF 3 |  | Beatrice Offshore Windfarm Ltd | BOWL001 | T | BEATO-3 |  |  |  |  | P | -0.03997 | 256 | -3.369 | 0.4 | 0.4 | 0 | -1.348 | -1.348 | 102.4 | 102.4 | F | F | T |  | 2020-04-01 | F | T
T_BEATO-4 | Beatrice Offshore WF 4 |  | Beatrice Offshore Windfarm Ltd | BOWL001 | T | BEATO-4 |  |  |  |  | P | -0.03997 | 256 | -3.478 | 0.4 | 0.4 | 0 | -1.391 | -1.391 | 102.4 | 102.4 | F | F | T |  | 2020-04-01 | F | T
T_BEINW-1 | Beinneun Wind farm |  | Beinneun Wind Farm Ltd | BWF2016 | T | BEINW-1 |  |  |  |  | P | -0.03997 | 108.8 | -0.8 | 0.4 | 0.4 | 0 | -0.32 | -0.32 | 43.52 | 43.52 | F | F | T |  | 2020-04-01 | F | T
T_BHLAW-1 | Bhlaraidh Windfarm 1 |  | SSE Generation Ltd | SSEGEN | T | BHLAW-1 |  |  |  |  | P | -0.03997 | 108 | -6.9 | 0.4 | 0.4 | 0 | -2.76 | -2.76 | 43.2 | 43.2 | F | F | T |  | 2020-04-01 | F | T
T_BLKWW-1 | Blackcraig Windfarm |  | Blackcraig Wind Farm Limited | BLK2017 | T | BLKWW-1 |  |  |  |  | P | -0.019432 | 52.9 | -0.8 | 0.4 | 0.4 | 0 | -0.32 | -0.32 | 21.16 | 21.16 | F | F | T |  | 2020-04-01 | F | T
T_BLLA-1 | T_BLLA-1 |  | SP Renewables (UK) Limited | SPCRE01 | T | BLLA-1 |  |  |  |  | P | -0.019432 | 118 | -3 | 0.4 | 0.4 | 0 | -1.2 | -1.2 | 47.2 | 47.2 | F | F | T |  | 2020-04-01 | F | T
T_BLLA-2 | Black Law Windfarm Extension |  | SP Renewables (UK) Limited | SPCRE01 | T | BLLA-2 |  |  |  |  | P | -0.019432 | 69 | -2.5 | 0.4 | 0.4 | 0 | -1 | -1 | 27.6 | 27.6 | F | F | T |  | 2020-04-01 | F | T
T_BOWLW-1 | Barrow Offshore Wind |  | Barrow Offshore Wind Limited | DONG009 | T | BOWLW-1 |  |  |  | P | P | -0.003449 | 90 | -2 | 0.4 | 0.4 | 0 | -0.8 | -0.8 | 36 | 36 | T | F | T |  | 2020-04-01 | F | T
T_BPGRD-1 | T_BPGRD-1 |  | Grangemouth CHP Ltd | GCHP | T | BPGRD-1 |  |  | T_GRMO-1T_BPGRD-1 |  | P | -0.019432 | 0 | -120 | 0.4 | 0.4 | 0 | -48 | -48 | 0 | 0 | F | F | T |  | 2020-04-01 | F | T
T_BPGRD-2 | T_BPGRD-2 |  | Smartestenergy Limited | SMARTEST | T | BPGRD-2 |  |  |  |  | C | -0.019432 | 0 | -140 | 0.0504 | 0.0504 | 0 | -7.056 | -7.056 | 0 | 0 | F | F | T |  | 2020-04-01 | F | F
T_BRBEO-1 | BURBO_EXTENSION |  | Burbo Extension Limited | DONG010 | T | BRBEO-1 |  |  |  |  | P | 0.0043578 | 254.2 | -3 | 0.4 | 0.4 | 0 | -1.2 | -1.2 | 101.68 | 101.68 | F | F | T |  | 2020-04-01 | F | T
T_BRER_RTK | Brereton, Network Rail | T_BRER_RTK | EDF Energy Customers Ltd | LENCO | T | [5 empty] | C | 0.016639 | 0 | -29.709 | 0.3376 | 0.3376 | 0 | -10.03 | -10.03 | 0 | 0 | F | F | F |  | 2020-04-01 | F | F
T_BUSH_RTK | Bushey Railtrack | T_BUSH_RTK | EDF Energy Customers Ltd | LENCO | T | [5 empty] | C | 0.004238 | 0 | -26 | 0.3529 | 0.3529 | 0 | -9.175 | -9.175 | 0 | 0 | F | F | F |  | 2020-04-01 | F | F
T_CARR-1 | Carrington Power Ltd - Unit 1 |  | Carrington Power Ltd | CARRINGT | T | CARR-1 |  |  |  |  | P | 0.0043578 | 470 | -10 | 0.4 | 0.4 | 0 | -4 | -4 | 188 | 188 | F | F | T |  | 2020-04-01 | F | T
T_CARR-2 | Carrington Power Ltd - Unit 2 |  | Carrington Power Ltd | CARRINGT | T | CARR-2 |  |  |  |  | P | 0.0043578 | 470 | -10 | 0.4 | 0.4 | 0 | -4 | -4 | 188 | 188 | F | F | T |  | 2020-04-01 | F | T
T_CASKD-1 | Castner Kellner |  | Inovyn Chlor Energy LTD | IMPX | T | CASKD-1 |  |  | Rocksavage Trading Unit |  | P | 0.0043578 | 70 | -240 | 0.4 | 0.4 | 0 | -96 | -96 | 28 | 28 | F | F | T |  | 2020-04-01 | F | T
T_CDCL-1 | T_CDCL-1 |  | Uniper UK Limited | EECL | T | CDCL-1 |  |  |  |  | P | 0.0075162 | 445 | -12 | 0.4 | 0.4 | 0 | -4.8 | -4.8 | 178 | 178 | F | F | T |  | 2020-04-01 | F | T
T_CGTHW-1 | Corriegarth WF |  | Corriegarth Wind Energy LTD | CRGTHW | T | CGTHW-1 |  |  |  |  | P | -0.03997 | 69 | 0 | 0.4 | 0.4 | 0 | 0 | 0 | 27.6 | 27.6 | F | F | T |  | 2020-04-01 | F | T
T_CLACD-1 | Clachan Station Demand |  | SSE Generation Ltd | SSEGEN | T | CLACD-1 |  |  |  |  | C | -0.03997 | 0 | -0.1 | 0.1626 | 0.1626 | 0 | -0.016 | -0.016 | 0 | 0 | F | F | F |  | 2020-04-01 | F | F
T_CLDCW-1 | Clyde Central |  | Clyde Windfarm (Scotland) Ltd | CWSL | T | CLDCW-1 |  |  |  |  | P | -0.019432 | 225.4 | -10 | 0.4 | 0.4 | 0 | -4 | -4 | 90.16 | 90.16 | F | F | T |  | 2020-04-01 | F | T
T_CLDNW-1 | Clyde North |  | Clyde Windfarm (Scotland) Ltd | CWSL | T | CLDNW-1 |  |  |  |  | P | -0.019432 | 197.8 | -5 | 0.4 | 0.4 | 0 | -2 | -2 | 79.12 | 79.12 | F | F | T |  | 2020-04-01 | F | T
T_CLDSW-1 | Clyde South |  | Clyde Windfarm (Scotland) Ltd | CWSL | T | CLDSW-1 |  |  |  |  | P | -0.019432 | 197.8 | -5 | 0.4 | 0.4 | 0 | -2 | -2 | 79.12 | 79.12 | F | F | T |  | 2020-04-01 | F | T
T_CNQPS-1 | T_CNQPS-1 |  | Uniper UK Limited | EECL | T | CNQPS-1 |  |  | CONNAH'S QUAY PS TRADING UNIT |  | P | 0.0043578 | 346 | -20 | 0.4 | 0.4 | 0 | -8 | -8 | 138.4 | 138.4 | F | F | T |  | 2020-04-01 | F | T
T_CNQPS-2 | T_CNQPS-2 |  | Uniper UK Limited | EECL | T | CNQPS-2 |  |  | CONNAH'S QUAY PS TRADING UNIT |  | P | 0.0043578 | 346 | -20 | 0.4 | 0.4 | 0 | -8 | -8 | 138.4 | 138.4 | F | F | T |  | 2020-04-01 | F | T
T_CNQPS-3 | T_CNQPS-3 |  | Uniper UK Limited | EECL | T | CNQPS-3 |  |  | CONNAH'S QUAY PS TRADING UNIT |  | P | 0.0043578 | 346 | -20 | 0.4 | 0.4 | 0 | -8 | -8 | 138.4 | 138.4 | F | F | T |  | 2020-04-01 | F | T
T_CNQPS-4 | T_CNQPS-4 |  | Uniper UK Limited | EECL | T | CNQPS-4 |  |  | CONNAH'S QUAY PS TRADING UNIT |  | P | 0.0043578 | 356 | -20 | 0.4 | 0.4 | 0 | -8 | -8 | 142.4 | 142.4 | F | F | T |  | 2020-04-01 | F | T
T_CORM_RTK | Corey's Mill | T_CORM_RTK | EDF Energy Customers Ltd | LENCO | T | [5 empty] | C | 0.004238 | 0 | -40 | 0.4255 | 0.4255 | 0 | -17.02 | -17.02 | 0 | 0 | F | F | F |  | 2020-04-01 | F | F
T_COSO-1 | Coryton Power Station |  | Coryton Energy Company Ltd | CECL | T | COSO-1 |  |  | Coryton LG Trading Unit |  | P | 0.004238 | 800 | -10.787 | 0.4 | 0.4 | 0 | -4.315 | -4.315 | 320 | 320 | F | F | T |  | 2020-04-01 | F | T
T_COTPS-S | T_COTPS-S | #N/A | EDF Energy Customers Ltd | LENCO | T | [5 empty] | C | 0.0075162 | 0 | -70 | 0.2904 | 0.2904 | 0 | -20.328 | -20.328 | 0 | 0 | F | F | F |  | 2020-04-01 | F | F
T_COUWW-1 | Cour Wind Farm |  | Cour Wind farm (Scotland) Ltd | CWF2016 | T | COUWW-1 |  |  |  |  | P | -0.03997 | 20.5 | -0.4 | 0.4 | 0.4 | 0 | -0.16 | -0.16 | 8.2 | 8.2 | F | F | T |  | 2020-04-01 | F | T
T_CRGHD-1 | Carraig Gheal Wind Farm |  | Statkraft Markets Gmbh | STATKRA1 | T | CRGHD-1 |  |  | Carraig Gheal |  | P | -0.03997 | 0 | -0.2 | 0.7115 | 0.7115 | 0 | -0.142 | -0.142 | 0 | 0 | F | F | F |  | 2020-04-01 | F | F
T_CRGHW-1 | Carraig Gheal Wind Farm |  | Statkraft Markets Gmbh | STATKRA1 | T | CRGHW-1 |  |  | Carraig Gheal |  | P | -0.03997 | 46 | -0.2 | 0.4 | 0.4 | 0 | -0.08 | -0.08 | 18.4 | 18.4 | F | F | T |  | 2020-04-01 | F | T
T_CRMLD-1 | Corriemoillie demand | #N/A | EDF Energy Customers Ltd | LENCO | T | [5 empty] | C | -0.03997 | 0 | -2 | 0.1811 | 0.1811 | 0 | -0.362 | -0.362 | 0 | 0 | F | F | F |  | 2020-04-01 | F | F
T_CRMLW-1 | Corriemoillie | #N/A | EDF Energy Customers Ltd | LENCO | T | CRMLW-1 |  |  |  | C | C | -0.03997 | 48 | 0 | 0.4 | 0.4 | 0 | 0 | 0 | 19.2 | 19.2 | T | F | T |  | 2020-04-01 | F | T
T_CRUA-1 | T_CRUA-1 |  | Drax Generation Enterprise Ltd | SPGEN01 | T | CRUA-1 |  |  | Cruachan Power Station |  | C | -0.019432 | 123 | -134 | -0.0159 | -0.0159 | 0 | 2.131 | 2.131 | -1.956 | -1.956 | F | F | T |  | 2020-04-01 | F | F
T_CRUA-2 | T_CRUA-2 |  | Drax Generation Enterprise Ltd | SPGEN01 | T | CRUA-2 |  |  | Cruachan Power Station |  | C | -0.019432 | 123 | -134 | -0.0083 | -0.0083 | 0 | 1.112 | 1.112 | -1.021 | -1.021 | F | F | T |  | 2020-04-01 | F | F
T_CRUA-3 | T_CRUA-3 |  | Drax Generation Enterprise Ltd | SPGEN01 | T | CRUA-3 |  |  | Cruachan Power Station |  | C | -0.019432 | 100 | -120 | 0.0092 | 0.0092 | 0 | -1.104 | -1.104 | 0.92 | 0.92 | F | F | T |  | 2020-04-01 | F | F
T_CRUA-4 | T_CRUA-4 |  | Drax Generation Enterprise Ltd | SPGEN01 | T | CRUA-4 |  |  | Cruachan Power Station |  | C | -0.019432 | 104 | -120 | -0.0057 | -0.0057 | 0 | 0.684 | 0.684 | -0.593 | -0.593 | F | F | T |  | 2020-04-01 | F | F
T_CRUAD-1 | T_CRUAD-1 |  | Drax Generation Enterprise Ltd | SPGEN01 | T | CRUAD-1 |  |  | Cruachan Power Station |  | C | -0.019432 | 0 | -10 | 0 | 0 | 0 | 0 | 0 | 0 | 0 | F | F | T |  | 2020-04-01 | F | F
T_CRYRD-2 | Crystal Rig II Demand |  | Crystal Rig II Limited | CR2LTD | T | [5 empty] | C | -0.019432 | 0 | -4 | 0.0752 | 0.0752 | 0 | -0.301 | -0.301 | 0 | 0 | F | F | F |  | 2020-04-01 | F | F
T_CRYRW-2 | Crystal Rig II Windfarm |  | Crystal Rig II Limited | CR2LTD | T | CRYRW-2 |  |  |  |  | P | -0.019432 | 138 | -13.482 | 0.4 | 0.4 | 0 | -5.393 | -5.393 | 55.2 | 55.2 | F | F | T |  | 2020-04-01 | F | T
T_CRYRW-3 | Crystal Rig III |  | Crystal Rig 3 Limited | CR3LTD | T | CRYRW-3 |  |  |  | P | P | -0.019432 | 13.8 | -0.1 | 0.4 | 0.4 | 0 | -0.04 | -0.04 | 5.52 | 5.52 | T | F | T |  | 2020-04-01 | F | T
T_DALRD-1 | T_DALRD-1 | T_DALRD-1 | EDF Energy Customers Ltd | LENCO | T | DALRD-1 |  |  |  |  | C | -0.019432 | 0 | -10 | 0.6003 | 0.6003 | 0 | -6.003 | -6.003 | 0 | 0 | F | F | T |  | 2020-04-01 | F | F
T_DAMC-1 | Damhead Creek Ltd. |  | Drax Generation Enterprise Ltd | SPGEN01 | T | DAMC-1 |  |  |  |  | P | 0.0093638 | 820 | -12 | 0.4 | 0.4 | 0 | -4.8 | -4.8 | 328 | 328 | F | F | T |  | 2020-04-01 | F | T
T_DDGND-1 | Dudgeon Demand BMU 1 |  | Dudgeon Offshore Wind Ltd | DUDGEON | T | [5 empty] | C | 0.004238 | 0 | -0.208 | 1 | 1 | 0 | -0.208 | -0.208 | 0 | 0 | F | F | F |  | 2020-04-01 | F | F
T_DDGNO-1 | Dudgeon Generator BMU 1 |  | Dudgeon Offshore Wind Ltd | DUDGEON | T | DDGNO-1 |  |  |  |  | P | 0.004238 | 108 | -1.34 | 0.4 | 0.4 | 0 | -0.536 | -0.536 | 43.2 | 43.2 | F | F | T |  | 2020-04-01 | F | T
T_DDGNO-2 | Dudgeon Generator BMU 2 |  | Dudgeon Offshore Wind Ltd | DUDGEON | T | DDGNO-2 |  |  |  |  | P | 0.004238 | 90 | -1 | 0.4 | 0.4 | 0 | -0.4 | -0.4 | 36 | 36 | F | F | T |  | 2020-04-01 | F | T
T_DDGNO-3 | Dudgeon Generator BMU 3 |  | Dudgeon Offshore Wind Ltd | DUDGEON | T | DDGNO-3 |  |  |  |  | P | 0.004238 | 102 | -1.302 | 0.4 | 0.4 | 0 | -0.521 | -0.521 | 40.8 | 40.8 | F | F | T |  | 2020-04-01 | F | T
T_DDGNO-4 | Dudgeon Generator BMU 4 |  | Dudgeon Offshore Wind Ltd | DUDGEON | T | DDGNO-4 |  |  |  |  | P | 0.004238 | 102 | -1 | 0.4 | 0.4 | 0 | -0.4 | -0.4 | 40.8 | 40.8 | F | F | T |  | 2020-04-01 | F | T
T_DEAND-1 | Deanie Station Demand |  | SSE Generation Ltd | SSEGEN | T | DEAND-1 |  |  |  |  | C | -0.03997 | 0 | -0.1 | 0.3787 | 0.3787 | 0 | -0.038 | -0.038 | 0 | 0 | F | F | F |  | 2020-04-01 | F | F
T_DIDCB5 | Didcot B main unit 5 |  | RWE Generation UK plc | INNOGY01 | T | DIDCB5 |  |  | Didcot B Power Station |  | P | 0.015874 | 780 | -10 | 0.4 | 0.4 | 0 | -4 | -4 | 312 | 312 | F | F | T |  | 2020-04-01 | F | T
T_DIDCB6 | Didcot B main unit 6 |  | RWE Generation UK plc | INNOGY01 | T | DIDCB6 |  |  | Didcot B Power Station |  | P | 0.015874 | 710 | -10 | 0.4 | 0.4 | 0 | -4 | -4 | 284 | 284 | F | F | T |  | 2020-04-01 | F | T
T_DINO-1 | Dinorwig 1 |  | First Hydro Company | FSTHYDRO | T | DINO-1 |  |  | DINORWIG |  | P | 0.0043578 | 320 | -300 | 0.4 | 0.4 | 0 | -120 | -120 | 128 | 128 | F | F | T |  | 2020-04-01 | F | T
T_DINO-2 | Dinorwig 2 |  | First Hydro Company | FSTHYDRO | T | DINO-2 |  |  | DINORWIG |  | P | 0.0043578 | 320 | -294 | 0.4 | 0.4 | 0 | -117.6 | -117.6 | 128 | 128 | F | F | T |  | 2020-04-01 | F | T
T_DINO-3 | Dinorwig 3 |  | First Hydro Company | FSTHYDRO | T | DINO-3 |  |  | DINORWIG |  | P | 0.0043578 | 320 | -302.2 | 0.4 | 0.4 | 0 | -120.88 | -120.88 | 128 | 128 | F | F | T |  | 2020-04-01 | F | T
T_DINO-4 | Dinorwig 4 |  | First Hydro Company | FSTHYDRO | T | DINO-4 |  |  | DINORWIG |  | P | 0.0043578 | 320 | -294 | 0.4 | 0.4 | 0 | -117.6 | -117.6 | 128 | 128 | F | F | T |  | 2020-04-01 | F | T
T_DINO-5 | Dinorwig 5 |  | First Hydro Company | FSTHYDRO | T | DINO-5 |  |  | DINORWIG |  | P | 0.0043578 | 320 | -299 | 0.4 | 0.4 | 0 | -119.6 | -119.6 | 128 | 128 | F | F | T |  | 2020-04-01 | F | T
T_DINO-6 | Dinorwig 6 |  | First Hydro Company | FSTHYDRO | T | DINO-6 |  |  | DINORWIG |  | P | 0.0043578 | 320 | -294 | 0.4 | 0.4 | 0 | -117.6 | -117.6 | 128 | 128 | F | F | T |  | 2020-04-01 | F | T
T_DNGB-D | Dungeness B Station Demand |  | EDF Energy Nuclear Generation | BEGL001 | T | DNGBD-1 |  |  | DUNGENESS B POWER STATION |  | P | 0.0093638 | 0 | -80 | 0.4 | 0.4 | 0 | -32 | -32 | 0 | 0 | F | F | T |  | 2020-04-01 | F | T
T_DNGB21 | Dungeness B Generator 21 |  | EDF Energy Nuclear Generation | BEGL001 | T | DNGB21 |  |  | DUNGENESS B POWER STATION |  | P | 0.0093638 | 550 | 0 | 0.4 | 0.4 | 0 | 0 | 0 | 220 | 220 | F | F | T |  | 2020-04-01 | F | T
T_DNGB22 | Dungeness B Generator 22 |  | EDF Energy Nuclear Generation | BEGL001 | T | DNGB22 |  |  | DUNGENESS B POWER STATION |  | P | 0.0093638 | 550 | 0 | 0.4 | 0.4 | 0 | 0 | 0 | 220 | 220 | F | F | T |  | 2020-04-01 | F | T
T_DNLWW-1 | Dunlaw Extension |  | SP Renewables (UK) Limited | SPCRE01 | T | DNLWW-1 |  |  |  |  | P | -0.019432 | 29.75 | -27.561 | 0.4 | 0.4 | 0 | -11.024 | -11.024 | 11.9 | 11.9 | F | F | T |  | 2020-04-01 | F | T
T_DOREW-1 | Dorenell Wind Farm One |  | Dorenell Windfarm Limited | DORWIND | T | DOREW-1 |  |  |  |  | P | -0.03997 | 156.92 | -3.3 | 0.4 | 0.4 | 0 | -1.32 | -1.32 | 62.768 | 62.768 | F | F | T |  | 2020-04-01 | F | T
T_DOREW-2 | Dorenell Wind Farm Two |  | Dorenell Windfarm Limited | DORWIND | T | DOREW-2 |  |  |  |  | P | -0.03997 | 156.92 | -3.3 | 0.4 | 0.4 | 0 | -1.32 | -1.32 | 62.768 | 62.768 | F | F | T |  | 2020-04-01 | F | T
T_DRAXX-1 | T_DRAXX-1 |  | Drax Power Ltd | DRAX | T | DRAXX-1 |  |  | Drax Power Station |  | P | 0.0007867 | 660 | 0 | 0.4 | 0.4 | 0 | 0 | 0 | 264 | 264 | F | F | T |  | 2020-04-01 | F | T
T_DRAXX-10G | T_DRAXX-10G |  | Drax Power Ltd | DRAX | T | DRAXX-10G |  |  | Drax Power Station |  | P | 0.0007867 | 32 | 0 | 0.4 | 0.4 | 0 | 0 | 0 | 12.8 | 12.8 | F | F | T |  | 2020-04-01 | F | T
T_DRAXX-12G | T_DRAXX-12G |  | Drax Power Ltd | DRAX | T | DRAXX-12G |  |  | Drax Power Station |  | P | 0.0007867 | 32 | 0 | 0.4 | 0.4 | 0 | 0 | 0 | 12.8 | 12.8 | F | F | T |  | 2020-04-01 | F | T
T_DRAXX-2 | T_DRAXX-2 |  | Drax Power Ltd | DRAX | T | DRAXX-2 |  |  | Drax Power Station |  | P | 0.0007867 | 645 | 0 | 0.4 | 0.4 | 0 | 0 | 0 | 258 | 258 | F | F | T |  | 2020-04-01 | F | T
T_DRAXX-3 | T_DRAXX-3 |  | Drax Power Ltd | DRAX | T | DRAXX-3 |  |  | Drax Power Station |  | P | 0.0007867 | 645 | 0 | 0.4 | 0.4 | 0 | 0 | 0 | 258 | 258 | F | F | T |  | 2020-04-01 | F | T
T_DRAXX-4 | T_DRAXX-4 |  | Drax Power Ltd | DRAX | T | DRAXX-4 |  |  | Drax Power Station |  | P | 0.0007867 | 645 | -32.488 | 0.4 | 0.4 | 0 | -12.995 | -12.995 | 258 | 258 | F | F | T |  | 2020-04-01 | F | T
T_DRAXX-5 | T_DRAXX-5 |  | Drax Power Ltd | DRAX | T | DRAXX-5 |  |  | Drax Power Station |  | P | 0.0007867 | 645 | 0 | 0.4 | 0.4 | 0 | 0 | 0 | 258 | 258 | F | F | T |  | 2020-04-01 | F | T
T_DRAXX-6 | T_DRAXX-6 |  | Drax Power Ltd | DRAX | T | DRAXX-6 |  |  | Drax Power Station |  | P | 0.0007867 | 645 | -24.808 | 0.4 | 0.4 | 0 | -9.923 | -9.923 | 258 | 258 | F | F | T |  | 2020-04-01 | F | T
T_DRAXX-9G | T_DRAXX-9G |  | Drax Power Ltd | DRAX | T | DRAXX-9G |  |  | Drax Power Station |  | P | 0.0007867 | 32 | 0 | 0.4 | 0.4 | 0 | 0 | 0 | 12.8 | 12.8 | F | F | T |  | 2020-04-01 | F | T
T_DRSLW-1 | Dersalloch Windfarm |  | SP Renewables (UK) Limited | SPCRE01 | T | DRSLW-1 |  |  |  |  | P | -0.019432 | 69 | -2.5 | 0.4 | 0.4 | 0 | -1 | -1 | 27.6 | 27.6 | F | F | T |  | 2020-04-01 | F | T
T_DUNGA-D | Dungeness A | #N/A | EDF Energy Customers Ltd | LENCO | T | [5 empty] | C | 0.0093638 | 0 | -2 | 0.6457 | 0.6457 | 0 | -1.291 | -1.291 | 0 | 0 | F | F | F |  | 2020-04-01 | F | F
T_DUNGW-1 | Dunmglass Windfarm 1 |  | Dunmaglass Wind Farm Limited | DNMG | T | DUNGW-1 |  |  |  |  | P | -0.03997 | 188 | -2 | 0.4 | 0.4 | 0 | -0.8 | -0.8 | 75.2 | 75.2 | F | F | T |  | 2020-04-01 | F | T
T_EAAO-1 | East Anglia One Offshore 1 |  | East Anglia One Limited | EAOWIND | T | EAAO-1 |  |  |  |  | P | 0.004238 | 340 | -3 | 0.4 | 0.4 | 0 | -1.2 | -1.2 | 136 | 136 | F | F | T |  | 2020-04-01 | F | T
T_EAAO-2 | East Anglia One Offshore 2 |  | East Anglia One Limited | EAOWIND | T | EAAO-2 |  |  |  |  | P | 0.004238 | 340 | -3 | 0.4 | 0.4 | 0 | -1.2 | -1.2 | 136 | 136 | F | F | T |  | 2020-04-01 | F | T
T_ECCFD-1 | T_ECCFD-1 | T_ECCFD-1 | EDF Energy Customers Ltd | LENCO | T | ECCFD-1 |  |  |  |  | C | -0.019432 | 0 | -10 | 0.193 | 0.193 | 0 | -1.93 | -1.93 | 0 | 0 | F | F | T |  | 2020-04-01 | F | F
T_EDINW-1 | Edinbane Windfarm |  | Vattenfall Wind Power Ltd | VWPL | T | EDINW-1 |  |  |  | P | P | -0.03997 | 41.4 | 0 | 0.4 | 0.4 | 0 | 0 | 0 | 16.56 | 16.56 | T | F | T |  | 2020-04-01 | F | T
T_EECL-1 | Enfield Energy Centre Ltd BMU1 |  | Uniper UK Limited | EECL | T | EECL-1 |  |  |  |  | P | 0.017819 | 416 | -8 | 0.4 | 0.4 | 0 | -3.2 | -3.2 | 166.4 | 166.4 | F | F | T |  | 2020-04-01 | F | T
T_EGLSD-1 | T_EGLSD-1 | T_EGLSD-1 | EDF Energy Customers Ltd | LENCO | T | EGLSD-1 |  |  |  |  | C | -0.019432 | 0 | -12 | 0.4936 | 0.4936 | 0 | -5.923 | -5.923 | 0 | 0 | F | F | T |  | 2020-04-01 | F | F
T_ELSTR-1 | T_ELSTR-1 | T_ELSTR-1 | EDF Energy Customers Ltd | LENCO | T | [5 empty] | C | 0.004238 | 0 | -20 | 0.3584 | 0.3584 | 0 | -7.168 | -7.168 | 0 | 0 | F | F | F |  | 2020-04-01 | F | F
T_ELVAD-1 | T_ELVAD-1 | T_ELVAD-1 | EDF Energy Customers Ltd | LENCO | T | ELVAD-1 |  |  |  |  | C | -0.019432 | 0 | -14 | 0.2195 | 0.2195 | 0 | -3.073 | -3.073 | 0 | 0 | F | F | T |  | 2020-04-01 | F | F
T_ERRO-1 | Errochty G1 |  | SSE Generation Ltd | SSEGEN | T | ERRO-1 |  |  |  |  | P | -0.03997 | 25 | 0 | 0.4 | 0.4 | 0 | 0 | 0 | 10 | 10 | F | F | T |  | 2020-04-01 | F | T
T_ERRO-2 | Errochty G2 |  | SSE Generation Ltd | SSEGEN | T | ERRO-2 |  |  |  |  | P | -0.03997 | 25 | 0 | 0.4 | 0.4 | 0 | 0 | 0 | 10 | 10 | F | F | T |  | 2020-04-01 | F | T
T_ERRO-3 | Errochty G3 |  | SSE Generation Ltd | SSEGEN | T | ERRO-3 |  |  |  |  | P | -0.03997 | 25 | 0 | 0.4 | 0.4 | 0 | 0 | 0 | 10 | 10 | F | F | T |  | 2020-04-01 | F | T
T_EWHLW-1 | Ewe Hill II Windfarm |  | SP Renewables (UK) Limited | SPCRE01 | T | EWHLW-1 |  |  |  |  | P | -0.019432 | 37 | -2 | 0.4 | 0.4 | 0 | -0.8 | -0.8 | 14.8 | 14.8 | F | F | T |  | 2020-04-01 | F | T
T_EXMOSSD-1 | Exxon Mossmoran |  | Orsted Power Sales (UK) Ltd | MAGNETIC | T | MOSWD-1 |  |  |  |  | C | -0.019432 | 4 | -20 | 0.7629 | 0.7629 | 0 | -15.258 | -15.258 | 3.052 | 3.052 | F | F | T |  | 2020-04-01 | F | F
T_FALGD-1 | Fallago Rig Demand |  | Fallago Rig Wind Farm Limited | FALLAGO | T | FALGD-1 |  |  |  |  | C | -0.019432 | 0 | -6 | 0.1707 | 0.1707 | 0 | -1.024 | -1.024 | 0 | 0 | F | F | F |  | 2020-04-01 | F | F
T_FALGW-1 | Fallago Rig Wind Farm |  | Fallago Rig Wind Farm Limited | FALLAGO | T | FALGW-1 |  |  |  |  | P | -0.019432 | 144 | -2.5 | 0.4 | 0.4 | 0 | -1 | -1 | 57.6 | 57.6 | F | F | T |  | 2020-04-01 | F | T
T_FARR-1 | Farr Unit 1 |  | Edgware Energy Limited | EDGWARE | T | FAARW-1 |  |  |  | C | C | -0.03997 | 92 | -14 | 0.4 | 0.4 | 0 | -5.6 | -5.6 | 36.8 | 36.8 | T | F | T |  | 2020-04-01 | F | T
T_FARR-2 | Farr Unit 2 |  | Edgware Energy Limited | EDGWARE | T | FAARW-2 |  |  |  | C | C | -0.03997 | 92 | -14 | 0.4 | 0.4 | 0 | -5.6 | -5.6 | 36.8 | 36.8 | T | F | T |  | 2020-04-01 | F | T
T_FASN-1 | Fasnakyle G1 |  | SSE Generation Ltd | SSEGEN | T | FASN-1 |  |  |  |  | P | -0.03997 | 22 | 0 | 0.4 | 0.4 | 0 | 0 | 0 | 8.8 | 8.8 | F | F | T |  | 2020-04-01 | F | T
T_FASN-2 | Fasnakyle G2 |  | SSE Generation Ltd | SSEGEN | T | FASN2 |  |  |  |  | P | -0.03997 | 23 | 0 | 0.4 | 0.4 | 0 | 0 | 0 | 9.2 | 9.2 | F | F | T |  | 2020-04-01 | F | T
T_FFES-1 | Ffestioniog 1 |  | First Hydro Company | FSTHYDRO | T | FFES-1 |  |  | Ffestiniog Power Station |  | P | 0.0043578 | 90 | -75 | 0.4 | 0.4 | 0 | -30 | -30 | 36 | 36 | F | F | T |  | 2020-04-01 | F | T
T_FFES-2 | Ffestioniog 2 |  | First Hydro Company | FSTHYDRO | T | FFES-2 |  |  | Ffestiniog Power Station |  | P | 0.0043578 | 90 | -75 | 0.4 | 0.4 | 0 | -30 | -30 | 36 | 36 | F | F | T |  | 2020-04-01 | F | T
T_FFES-3 | Ffestioniog 3 |  | First Hydro Company | FSTHYDRO | T | FFES-3 |  |  | Ffestiniog Power Station |  | P | 0.0043578 | 90 | -75 | 0.4 | 0.4 | 0 | -30 | -30 | 36 | 36 | F | F | T |  | 2020-04-01 | F | T
T_FFES-4 | Ffestioniog 4 |  | First Hydro Company | FSTHYDRO | T | FFES-4 |  |  | Ffestiniog Power Station |  | P | 0.0043578 | 90 | -75 | 0.4 | 0.4 | 0 | -30 | -30 | 36 | 36 | F | F | T |  | 2020-04-01 | F | T
T_FFESST1 | Ffestiniog ST1 |  | First Hydro Company | FSTHYDRO | T |  |  |  | Ffestiniog Power Station |  | P | 0.0043578 | 0 | -1 | 0.6261 | 0.6261 | 0 | -0.626 | -0.626 | 0 | 0 | F | F | F |  | 2020-04-01 | F | F
T_FIDL-1 | Fiddler's Ferry 1 |  | Keadby Generation Limited | KGL | T | FIDL-1 |  |  | Fiddler's Ferry Power Station |  | P | 0.0043578 | 490 | -20 | 0.4 | 0.4 | 0 | -8 | -8 | 196 | 196 | F | F | T |  | 2020-04-01 | F | T
T_FIDL-2 | Fiddler's Ferry 2 |  | Keadby Generation Limited | KGL | T | FIDL-2 |  |  | Fiddler's Ferry Power Station |  | P | 0.0043578 | 490 | -20 | 0.4 | 0.4 | 0 | -8 | -8 | 196 | 196 | F | F | T |  | 2020-04-01 | F | T
T_FIDL-2G | Fiddler's Ferry GT2 |  | Keadby Generation Limited | KGL | T | FIDL-2G |  |  | Fiddler's Ferry Power Station |  | P | 0.0043578 | 24 | -1 | 0.4 | 0.4 | 0 | -0.4 | -0.4 | 9.6 | 9.6 | F | F | T |  | 2020-04-01 | F | T
T_FIDL-3 | Fiddler's Ferry 3 |  | Keadby Generation Limited | KGL | T | FIDL-3 |  |  | Fiddler's Ferry Power Station |  | P | 0.0043578 | 490 | -20 | 0.4 | 0.4 | 0 | -8 | -8 | 196 | 196 | F | F | T |  | 2020-04-01 | F | T
T_FIDL-3G | Fiddler's Ferry GT 3 |  | Keadby Generation Limited | KGL | T | FIDL-3G |  |  | Fiddler's Ferry Power Station |  | P | 0.0043578 | 18 | -1 | 0.4 | 0.4 | 0 | -0.4 | -0.4 | 7.2 | 7.2 | F | F | T |  | 2020-04-01 | F | T
T_FIDL-4 | Fiddler's Ferry 4 |  | Keadby Generation Limited | KGL | T | FIDL-4 |  |  | Fiddler's Ferry Power Station |  | P | 0.0043578 | 450 | -1 | 0.4 | 0.4 | 0 | -0.4 | -0.4 | 180 | 180 | F | F | T |  | 2020-04-01 | F | T
T_FIDLST1 | Fiddler's Ferry ST1 |  | Keadby Generation Limited | KGL | T | FIDLST1 |  |  | Fiddler's Ferry Power Station |  | P | 0.0043578 | 20 | -66 | 0.4 | 0.4 | 0 | -26.4 | -26.4 | 8 | 8 | F | F | T |  | 2020-04-01 | F | T
T_FINL-1 | Finlarig |  | SSE Generation Ltd | SSEGEN | T | FINL-1 |  |  |  |  | P | -0.03997 | 16.5 | 0 | 0.4 | 0.4 | 0 | 0 | 0 | 6.6 | 6.6 | F | F | T |  | 2020-04-01 | F | T
T_FOXJD-1 | Didcot - Foxhall 1 | T_FOXJD-1 | EDF Energy Customers Ltd | LENCO | T | [5 empty] | C | 0.015874 | 0 | -48 | 0.2126 | 0.2126 | 0 | -10.205 | -10.205 | 0 | 0 | F | F | F |  | 2020-04-01 | F | F
T_FOXJD-2 | Didcot - Foxhall 2 | T_FOXJD-2 | EDF Energy Customers Ltd | LENCO | T | [5 empty] | C | 0.015874 | 0 | -14 | 0.3302 | 0.3302 | 0 | -4.623 | -4.623 | 0 | 0 | F | F | F |  | 2020-04-01 | F | F
T_FOYE-1 | Foyers G1 |  | SSE Generation Ltd | SSEGEN | T | FOYE-1 |  |  | FOYERS POWER STATION |  | P | -0.03997 | 160 | -156 | 0.4 | 0.4 | 0 | -62.4 | -62.4 | 64 | 64 | F | F | T |  | 2020-04-01 | F | T
T_FOYE-2 | Foyers G2 |  | SSE Generation Ltd | SSEGEN | T | FOYE-2 |  |  | FOYERS POWER STATION |  | P | -0.03997 | 160 | -156 | 0.4 | 0.4 | 0 | -62.4 | -62.4 | 64 | 64 | F | F | T |  | 2020-04-01 | F | T
T_FOYED-1 | Foyers Stn Txs |  | SSE Generation Ltd | SSEGEN | T | FOYED-1 |  |  | FOYERS POWER STATION |  | P | -0.03997 | 0 | -7 | 0.1978 | 0.1978 | 0 | -1.385 | -1.385 | 0 | 0 | F | F | F |  | 2020-04-01 | F | F
T_FROD_NR | Network Rail Frodsham | T_FROD_NR | EDF Energy Customers Ltd | LENCO | T | [5 empty] | C | 0.0043578 | 10 | -15.42 | 0.3534 | 0.3534 | 0 | -5.449 | -5.449 | 3.534 | 3.534 | F | F | F |  | 2020-04-01 | F | F
T_FSDLW-1 | Freasdail Wind Farm |  | Freasdail Energy Limited | FEL | T | FSDLW-1 |  |  |  |  | P | -0.03997 | 22.2 | -0.4 | 0.4 | 0.4 | 0 | -0.16 | -0.16 | 8.88 | 8.88 | F | F | T |  | 2020-04-01 | F | T
T_GANW-11 | Galloper OSP 11 |  | Galloper Offshore WindFarm Ltd | GALOWFL | T | GAOFO-1 |  |  |  |  | P | 0.004238 | 88 | -3 | 0.4 | 0.4 | 0 | -1.2 | -1.2 | 35.2 | 35.2 | F | F | T |  | 2020-04-01 | F | T
T_GANW-13 | Galloper OSP 13 |  | Galloper Offshore WindFarm Ltd | GALOWFL | T | GAOFO-3 |  |  |  |  | P | 0.004238 | 88 | -3 | 0.4 | 0.4 | 0 | -1.2 | -1.2 | 35.2 | 35.2 | F | F | T |  | 2020-04-01 | F | T
T_GANW-22 | Galloper OSP 22 |  | Galloper Offshore WindFarm Ltd | GALOWFL | T | GAOFO-2 |  |  |  |  | P | 0.004238 | 88 | -3 | 0.4 | 0.4 | 0 | -1.2 | -1.2 | 35.2 | 35.2 | F | F | T |  | 2020-04-01 | F | T
T_GANW-24 | Galloper OSP 24 |  | Galloper Offshore WindFarm Ltd | GALOWFL | T | GAOFO-4 |  |  |  |  | P | 0.004238 | 88 | -3 | 0.4 | 0.4 | 0 | -1.2 | -1.2 | 35.2 | 35.2 | F | F | T |  | 2020-04-01 | F | T
T_GLEND-1 | Dundreggan Station Demand |  | SSE Generation Ltd | SSEGEN | T | GLEND-1 |  |  |  |  | C | -0.03997 | 0 | -0.1 | 0.3491 | 0.3491 | 0 | -0.035 | -0.035 | 0 | 0 | F | F | F |  | 2020-04-01 | F | F
T_GLNDO-1 | Glendoe Generator 1 |  | SSE Generation Ltd | SSEGEN | T | GLNDO-1 |  |  |  |  | P | -0.03997 | 100 | 0 | 0.4 | 0.4 | 0 | 0 | 0 | 40 | 40 | F | F | T |  | 2020-04-01 | F | T
T_GLNDOD1 | Glendoe Earthing Tx Stn Dem |  | SSE Generation Ltd | SSEGEN | T | GLNDOD1 |  |  |  |  | C | -0.03997 | 0 | 0 | 0.4399 | 0.4399 | 0 | 0 | 0 | 0 | 0 | F | F | F |  | 2020-04-01 | F | F
T_GLNG | Grain LNG Terminal |  | SSE Energy Supply Limited | SSE | T | [5 empty] | C | 0.0093638 | 0 | -59.4 | 0.5482 | 0.5482 | 0 | -32.563 | -32.563 | 0 | 0 | F | F | F |  | 2020-04-01 | F | F
T_GLWSW-1 | Galawhistle Wind Farm |  | GALAWHISTLE WIND FARM | GALAWWF | T | GLWSW-1 |  |  |  | P | P | -0.019432 | 55.2 | -0.71 | 0.4 | 0.4 | 0 | -0.284 | -0.284 | 22.08 | 22.08 | T | F | T |  | 2020-04-01 | F | T
T_GNAPW-1 | Glen App Windfarm |  | SP Renewables (UK) Limited | SPCRE01 | T | GNAPW-1 |  |  |  |  | P | -0.019432 | 22 | -2 | 0.4 | 0.4 | 0 | -0.8 | -0.8 | 8.8 | 8.8 | F | F | T |  | 2020-04-01 | F | T
T_GNFSW-1 | Gunfleet Sands 1 |  | Gunfleet Sands Limited | DONG005 | T | GNFSW-1 |  |  |  | P | P | 0.004238 | 108 | -2 | 0.4 | 0.4 | 0 | -0.8 | -0.8 | 43.2 | 43.2 | T | F | T |  | 2020-04-01 | F | T
T_GNFSW-2 | Gunfleet Sands 2 |  | Gunfleet Sands II Limited | DONG006 | T | GNFSW-2 |  |  |  | P | P | 0.004238 | 64.48 | -1 | 0.4 | 0.4 | 0 | -0.4 | -0.4 | 25.792 | 25.792 | T | F | T |  | 2020-04-01 | F | T
T_GNHLD-1 | Greenhill 1 | T_GNHLD-1 | EDF Energy Customers Ltd | LENCO | T | [5 empty] | C | -0.019432 | 10 | -12 | 0.3372 | 0.3372 | 0 | -4.046 | -4.046 | 3.372 | 3.372 | F | F | F |  | 2020-04-01 | F | F
T_GNHLD-2 | Greenhill 2 | T_GNHLD-2 | EDF Energy Customers Ltd | LENCO | T | [5 empty] | C | -0.019432 | 6 | -10 | 0.3253 | 0.3253 | 0 | -3.253 | -3.253 | 1.952 | 1.952 | F | F | F |  | 2020-04-01 | F | F
T_GNHLD-3 | Greenhill 3 | T_GNHLD-3 | EDF Energy Customers Ltd | LENCO | T | [5 empty] | C | -0.019432 | 2 | -10 | 0.2213 | 0.2213 | 0 | -2.213 | -2.213 | 0.443 | 0.443 | F | F | F |  | 2020-04-01 | F | F
T_GORDD-1 | Gordonbush Demand |  | SSE Generation Ltd | SSEGEN | T | GORDD-1 |  |  |  |  | C | -0.03997 | 0 | -10 | 0.5925 | 0.5925 | 0 | -5.925 | -5.925 | 0 | 0 | F | F | F |  | 2020-04-01 | F | F
T_GORDW-1 | Gordon Bush |  | SSE Generation Ltd | SSEGEN | T | GORDW-1 |  |  |  |  | P | -0.03997 | 70 | -1 | 0.4 | 0.4 | 0 | -0.4 | -0.4 | 28 | 28 | F | F | T |  | 2020-04-01 | F | T
T_GOWKD-1 | T_GOWKD-1 | T_GOWKD-1 | EDF Energy Customers Ltd | LENCO | T | GOWKD-1 |  |  |  |  | C | -0.019432 | 0 | -12 | 0.3457 | 0.3457 | 0 | -4.148 | -4.148 | 0 | 0 | F | F | T |  | 2020-04-01 | F | F
T_GRAI-6 | T_GRAI-6 |  | Uniper UK Limited | EECL | T | GRAI-6 |  |  | GRAIN PS TRADING UNIT |  | P | 0.0093638 | 468 | -14 | 0.4 | 0.4 | 0 | -5.6 | -5.6 | 187.2 | 187.2 | F | F | T |  | 2020-04-01 | F | T
T_GRAI-7 | T_GRAI-7 |  | Uniper UK Limited | EECL | T | GRAI-7 |  |  | GRAIN PS TRADING UNIT |  | P | 0.0093638 | 468 | -14 | 0.4 | 0.4 | 0 | -5.6 | -5.6 | 187.2 | 187.2 | F | F | T |  | 2020-04-01 | F | T
T_GRAI-8 | T_GRAI-8 |  | Uniper UK Limited | EECL | T | GRAI-8 |  |  | GRAIN PS TRADING UNIT |  | P | 0.0093638 | 468 | -14 | 0.4 | 0.4 | 0 | -5.6 | -5.6 | 187.2 | 187.2 | F | F | T |  | 2020-04-01 | F | T
T_GRAI-S | T_GRAI-S |  | Uniper UK Limited | EECL | T |  |  |  | GRAIN PS TRADING UNIT |  | P | 0.0093638 | 52 | -40 | 0.635 | 0.635 | 0 | -25.4 | -25.4 | 33.02 | 33.02 | F | F | F |  | 2020-04-01 | F | F
T_GRAI1G | T_GRAI1G |  | Uniper UK Limited | EECL | T | GRAI1G |  |  | GRAIN PS TRADING UNIT |  | P | 0.0093638 | 30 | 0 | 0.4 | 0.4 | 0 | 0 | 0 | 12 | 12 | F | F | T |  | 2020-04-01 | F | T
T_GRAI4G | T_GRAI4G |  | Uniper UK Limited | EECL | T | GRAI4G |  |  | GRAIN PS TRADING UNIT |  | P | 0.0093638 | 28 | 0 | 0.4 | 0.4 | 0 | 0 | 0 | 11.2 | 11.2 | F | F | T |  | 2020-04-01 | F | T
T_GRGBW-1 | Greater Gabbard Module 1 |  | Greater Gabbard Offshore Winds | GGOWL | T | GRGBW-1 |  |  |  |  | P | 0.004238 | 167 | -5 | 0.4 | 0.4 | 0 | -2 | -2 | 66.8 | 66.8 | F | F | T |  | 2020-04-01 | F | T
T_GRGBW-2 | Greater Gabbard Module 2 |  | Greater Gabbard Offshore Winds | GGOWL | T | GRGBW-2 |  |  |  |  | P | 0.004238 | 167 | -5 | 0.4 | 0.4 | 0 | -2 | -2 | 66.8 | 66.8 | F | F | T |  | 2020-04-01 | F | T
T_GRGBW-3 | Greater Gabbard Module 3 |  | Greater Gabbard Offshore Winds | GGOWL | T | GRGBW-3 |  |  |  |  | P | 0.004238 | 167 | -5 | 0.4 | 0.4 | 0 | -2 | -2 | 66.8 | 66.8 | F | F | T |  | 2020-04-01 | F | T
T_GRIFW-1 | Griffin Wind Farm 1 |  | Griffin Wind Farm Ltd | GRWL | T | GRIFW-1 |  |  |  |  | P | -0.03997 | 102 | -5 | 0.4 | 0.4 | 0 | -2 | -2 | 40.8 | 40.8 | F | F | T |  | 2020-04-01 | F | T
T_GRIFW-2 | Griffin Wind Farm 2 |  | Griffin Wind Farm Ltd | GRWL | T | GRIFW-2 |  |  |  |  | P | -0.03997 | 102 | -5 | 0.4 | 0.4 | 0 | -2 | -2 | 40.8 | 40.8 | F | F | T |  | 2020-04-01 | F | T
T_GRIFWD-1 | Griffin Windfarm Demand BMU |  | Griffin Wind Farm Ltd | GRWL | T | GRIFWD-1 |  |  |  |  | C | -0.03997 | 0 | -10 | 0.5909 | 0.5909 | 0 | -5.909 | -5.909 | 0 | 0 | F | F | F |  | 2020-04-01 | F | F
T_GRMO-1 | T_GRMO-1 |  | Grangemouth CHP Ltd | GCHP | T | GRMO-1 |  |  | T_GRMO-1T_BPGRD-1 |  | P | -0.019432 | 144 | 0 | 0.4 | 0.4 | 0 | 0 | 0 | 57.6 | 57.6 | F | F | T |  | 2020-04-01 | F | T
T_GYMR-15 | GyM OSPE 15 |  | Gwynt y Mor Offshore Wind Farm | GYMOWL | T | GYMRO-15 |  |  | Gwynt y Mor |  | P | 0.0043578 | 148 | -3 | 0.4 | 0.4 | 0 | -1.2 | -1.2 | 59.2 | 59.2 | F | F | T |  | 2020-04-01 | F | T
T_GYMR-17 | GyM OSPE 17 |  | Gwynt y Mor Offshore Wind Farm | GYMOWL | T | GYMRO-17 |  |  | Gwynt y Mor |  | P | 0.0043578 | 148 | -3 | 0.4 | 0.4 | 0 | -1.2 | -1.2 | 59.2 | 59.2 | F | F | T |  | 2020-04-01 | F | T
T_GYMR-26 | GyM OSPW 26 |  | Gwynt y Mor Offshore Wind Farm | GYMOWL | T | GYMRO-26 |  |  | Gwynt y Mor |  | P | 0.0043578 | 148 | -3 | 0.4 | 0.4 | 0 | -1.2 | -1.2 | 59.2 | 59.2 | F | F | T |  | 2020-04-01 | F | T
T_GYMR-28 | GyM OSPW 28 |  | Gwynt y Mor Offshore Wind Farm | GYMOWL | T | GYMRO-28 |  |  | Gwynt y Mor |  | P | 0.0043578 | 148 | -3 | 0.4 | 0.4 | 0 | -1.2 | -1.2 | 59.2 | 59.2 | F | F | T |  | 2020-04-01 | F | T
T_GYMRD-16 | GyM Onshore non est Dem 16 |  | Gwynt y Mor Offshore Wind Farm | GYMOWL | T | GYMRD-16 |  |  | Gwynt y Mor |  | P | 0.0043578 | 0 | -1 | 1 | 1 | 0 | -1 | -1 | 0 | 0 | F | F | F |  | 2020-04-01 | F | F
T_GYMRD-2 | GyM Onshore est Dem 2 |  | Gwynt y Mor Offshore Wind Farm | GYMOWL | T | GYMRD-2 |  |  | Gwynt y Mor |  | P | 0.0043578 | 0 | -1 | 0 | 0 | 0 | 0 | 0 | 0 | 0 | F | F | F |  | 2020-04-01 | F | F
T_GYMRD-E10 | GyM OSPE non est Dem 10 |  | Gwynt y Mor Offshore Wind Farm | GYMOWL | T | GYMRD-E10 |  |  | Gwynt y Mor |  | P | 0.0043578 | 0 | -1 | 0.007 | 0.007 | 0 | -0.007 | -0.007 | 0 | 0 | F | F | F |  | 2020-04-01 | F | F
T_GYMRD-E11 | GyM OSPE est Dem 11 |  | Gwynt y Mor Offshore Wind Farm | GYMOWL | T | GYMRD-E11 |  |  | Gwynt y Mor |  | P | 0.0043578 | 0 | -1 | 0.41 | 0.41 | 0 | -0.41 | -0.41 | 0 | 0 | F | F | F |  | 2020-04-01 | F | F
T_GYMRD-W10 | GyM OSPW non est Dem 10 |  | Gwynt y Mor Offshore Wind Farm | GYMOWL | T | GYMRD-W10 |  |  | Gwynt y Mor |  | P | 0.0043578 | 0 | -1 | 0.012 | 0.012 | 0 | -0.012 | -0.012 | 0 | 0 | F | F | F |  | 2020-04-01 | F | F
T_GYMRD-W11 | GyM OSPW est Dem 11 |  | Gwynt y Mor Offshore Wind Farm | GYMOWL | T | GYMRD-W11 |  |  | Gwynt y Mor |  | P | 0.0043578 | 0 | -1 | 0.4249 | 0.4249 | 0 | -0.425 | -0.425 | 0 | 0 | F | F | F |  | 2020-04-01 | F | F
T_HADHW-1 | Hadyard Hill Wind Farm |  | SSE Generation Ltd | SSEGEN | T | HADHW-1 |  |  |  |  | P | -0.019432 | 130 | -0.66 | 0.4 | 0.4 | 0 | -0.264 | -0.264 | 52 | 52 | F | F | T |  | 2020-04-01 | F | T
T_HARK_NR | Harker NR | T_HARK_NR | EDF Energy Customers Ltd | LENCO | T | [5 empty] | C | -0.003449 | 0 | -14.78 | 0.2562 | 0.2562 | 0 | -3.787 | -3.787 | 0 | 0 | F | F | F |  | 2020-04-01 | F | F
T_HEYM11 | Heysham 1 Generator 1 |  | EDF Energy Nuclear Generation | BEGL001 | T | HEYM11 |  |  | HEYSHAM POWER STATION |  | P | -0.003449 | 610 | -45 | 0.4 | 0.4 | 0 | -18 | -18 | 244 | 244 | F | F | T |  | 2020-04-01 | F | T
T_HEYM12 | Heysham 1 Generator 2 |  | EDF Energy Nuclear Generation | BEGL001 | T | HEYM12 |  |  | HEYSHAM POWER STATION |  | P | -0.003449 | 585 | -47 | 0.4 | 0.4 | 0 | -18.8 | -18.8 | 234 | 234 | F | F | T |  | 2020-04-01 | F | T
T_HEYM2-D | Heysham 2 Station Demand |  | EDF Energy Nuclear Generation | BEGL001 | T | HEYM2D-1 |  |  | HEYSHAM POWER STATION |  | P | -0.003449 | 0 | -75 | 0.4 | 0.4 | 0 | -30 | -30 | 0 | 0 | F | F | T |  | 2020-04-01 | F | T
T_HEYM27 | Heysham 2 Generator 7 |  | EDF Energy Nuclear Generation | BEGL001 | T | HEYM27 |  |  | HEYSHAM POWER STATION |  | P | -0.003449 | 660 | -25 | 0.4 | 0.4 | 0 | -10 | -10 | 264 | 264 | F | F | T |  | 2020-04-01 | F | T
T_HEYM28 | Heysham 2 Generator 8 |  | EDF Energy Nuclear Generation | BEGL001 | T | HEYM28 |  |  | HEYSHAM POWER STATION |  | P | -0.003449 | 660 | -25 | 0.4 | 0.4 | 0 | -10 | -10 | 264 | 264 | F | F | T |  | 2020-04-01 | F | T
T_HINB-7 | Hinkley Point B Generator 7 |  | EDF Energy Nuclear Generation | BEGL001 | T | HINB-7 |  |  | Hinkley Point B Power Station |  | P | 0.015098 | 520 | 0 | 0.4 | 0.4 | 0 | 0 | 0 | 208 | 208 | F | F | T |  | 2020-04-01 | F | T
T_HINB-8 | Hinkley Point B Generator 8 |  | EDF Energy Nuclear Generation | BEGL001 | T | HINB-8 |  |  | Hinkley Point B Power Station |  | P | 0.015098 | 520 | 0 | 0.4 | 0.4 | 0 | 0 | 0 | 208 | 208 | F | F | T |  | 2020-04-01 | F | T
T_HINB-D | Hinkley Point B Station Demand |  | EDF Energy Nuclear Generation | BEGL001 | T | HINBD-1 |  |  | Hinkley Point B Power Station |  | P | 0.015098 | 0 | -70 | 0.4 | 0.4 | 0 | -28 | -28 | 0 | 0 | F | F | T |  | 2020-04-01 | F | T
T_HINPA-D | Hinkley Point A | #N/A | EDF Energy Customers Ltd | LENCO | T | [5 empty] | C | 0.015098 | 0 | -2 | 0.585 | 0.585 | 0 | -1.17 | -1.17 | 0 | 0 | F | F | F |  | 2020-04-01 | F | F
T_HMGTO-1 | Humber Offshore Wind Farm BMU1 |  | EC&R UK Humber Wind Limited | HMBRWNDL | T | HMGTO-1 |  |  |  |  | P | 0.0007867 | 108 | -6 | 0.4 | 0.4 | 0 | -2.4 | -2.4 | 43.2 | 43.2 | F | F | T |  | 2020-04-01 | F | T
T_HMGTO-2 | Humber Offshore Wind Farm BMU2 |  | EC&R UK Humber Wind Limited | HMBRWNDL | T | HMGTO-2 |  |  |  |  | P | 0.0007867 | 111 | -6.2 | 0.4 | 0.4 | 0 | -2.48 | -2.48 | 44.4 | 44.4 | F | F | T |  | 2020-04-01 | F | T
T_HOWAO-1 | HORNSEA_1A |  | Hornsea 1 Limited | DONG013 | T | HOWAO-1 |  |  |  |  | P | 0.0007867 | 400 | -5 | 0.4 | 0.4 | 0 | -2 | -2 | 160 | 160 | F | F | T |  | 2020-04-01 | F | T
T_HOWAO-2 | HORNSEA_1B |  | Hornsea 1 Limited | DONG013 | T | HOWAO-2 |  |  |  |  | P | 0.0007867 | 400 | -7.255 | 0.4 | 0.4 | 0 | -2.902 | -2.902 | 160 | 160 | F | F | T |  | 2020-04-01 | F | T
T_HOWAO-3 | HORNSEA_1C |  | Hornsea 1 Limited | DONG013 | T | HOWAO-3 |  |  |  |  | P | 0.0007867 | 400 | -5 | 0.4 | 0.4 | 0 | -2 | -2 | 160 | 160 | F | F | T |  | 2020-04-01 | F | T
T_HPC-CES | HPC construction supply | T_HPC-CES | EDF Energy Customers Ltd | LENCO | T | [5 empty] | C | 0.015098 | 0 | -10 | 0.5391 | 0.5391 | 0 | -5.391 | -5.391 | 0 | 0 | F | F | F |  | 2020-04-01 | F | F
T_HRSTW-1 | Harestanes |  | SP Renewables (UK) Limited | SPCRE01 | T | HRSTW-1 |  |  |  |  | P | -0.019432 | 142.3 | -3 | 0.4 | 0.4 | 0 | -1.2 | -1.2 | 56.92 | 56.92 | F | F | T |  | 2020-04-01 | F | T
T_HRTL-1 | Hartlepool Generator 1 |  | EDF Energy Nuclear Generation | BEGL001 | T | HRTL-1 |  |  | HARTLEPOOL POWER STATION |  | P | -0.0049666 | 620 | -45 | 0.4 | 0.4 | 0 | -18 | -18 | 248 | 248 | F | F | T |  | 2020-04-01 | F | T
T_HRTL-2 | Hartlepool Generator 2 |  | EDF Energy Nuclear Generation | BEGL001 | T | HRTL-2 |  |  | HARTLEPOOL POWER STATION |  | P | -0.0049666 | 620 | -45 | 0.4 | 0.4 | 0 | -18 | -18 | 248 | 248 | F | F | T |  | 2020-04-01 | F | T
T_HUMR-1 | HUMR-1 |  | VPI Immingham LLP | ICHPLLP | T | HUMR-1 |  |  | IMMINGHAM CHP |  | P | 0.0007867 | 1283 | -30 | 0.4 | 0.4 | 0 | -12 | -12 | 513.2 | 513.2 | F | F | T |  | 2020-04-01 | F | T
T_HUMRD-1 | HUMRD-1 |  | VPI Immingham LLP | ICHPLLP | T | HUMRD-1 |  |  | IMMINGHAM CHP |  | P | 0.0007867 | 20 | -65 | 0.7747 | 0.7747 | 0 | -50.356 | -50.356 | 15.494 | 15.494 | F | F | F |  | 2020-04-01 | F | F
T_HUNB-7 | Hunterston B Generator 7 |  | EDF Energy Nuclear Generation | BEGL001 | T | HUNB-7 |  |  | Hunterston B Power Station |  | P | -0.019432 | 508 | 0 | 0.4 | 0.4 | 0 | 0 | 0 | 203.2 | 203.2 | F | F | T |  | 2020-04-01 | F | T
T_HUNB-8 | Hunterston B Generator 8 |  | EDF Energy Nuclear Generation | BEGL001 | T | HUNB-8 |  |  | Hunterston B Power Station |  | P | -0.019432 | 508 | 0 | 0.4 | 0.4 | 0 | 0 | 0 | 203.2 | 203.2 | F | F | T |  | 2020-04-01 | F | T
T_HUNB-D | Hunterston B Station Demand |  | EDF Energy Nuclear Generation | BEGL001 | T | HUNBD-1 |  |  | Hunterston B Power Station |  | P | -0.019432 | 0 | -65 | 0.4 | 0.4 | 0 | -26 | -26 | 0 | 0 | F | F | T |  | 2020-04-01 | F | T
T_IMPRK-1 | Imperial Park 1 | T_IMPRK-1 | EDF Energy Customers Ltd | LENCO | T | [5 empty] | C | 0.010184 | 0 | -5 | 0.2047 | 0.2047 | 0 | -1.024 | -1.024 | 0 | 0 | F | F | F |  | 2020-04-01 | F | F
T_IMPRK-2 | Imperial Park 2 | T_IMPRK-2 | EDF Energy Customers Ltd | LENCO | T | [5 empty] | C | 0.010184 | 0 | -5 | 0.0089 | 0.0089 | 0 | -0.045 | -0.045 | 0 | 0 | F | F | F |  | 2020-04-01 | F | F
T_INDQ-1 | Gas Turbine |  | Indian Queens Power Ltd | AESIQPL | T | INDQ-1 |  |  |  |  | P | 0.015098 | 130 | -5 | 0.4 | 0.4 | 0 | -2 | -2 | 52 | 52 | F | F | T |  | 2020-04-01 | F | T
T_INGAD-1 | Invergarry Station Demand |  | SSE Generation Ltd | SSEGEN | T | INGAD-1 |  |  |  |  | C | -0.03997 | 0 | -0.1 | 0.6298 | 0.6298 | 0 | -0.063 | -0.063 | 0 | 0 | F | F | F |  | 2020-04-01 | F | F
T_INWID-1 | T_INWID-1 | T_INWID-1 | EDF Energy Customers Ltd | LENCO | T | INWID-1 |  |  |  |  | C | -0.019432 | 0 | -10 | 0.2413 | 0.2413 | 0 | -2.413 | -2.413 | 0 | 0 | F | F | T |  | 2020-04-01 | F | F
T_JGPR-1 | High Marnham JGPEARS |  | JG Pears Power Ltd | JGPEARSP | T | JGPR-1 |  |  |  | P | P | 0.0075162 | 13 | -6 | 0.4 | 0.4 | 0 | -2.4 | -2.4 | 5.2 | 5.2 | T | F | T |  | 2020-04-01 | F | T
T_KEAD-1 | KGL CCGT 1 |  | Keadby Generation Limited | KGL | T | KEAD-1 |  |  |  |  | P | 0.0007867 | 764 | -11 | 0.4 | 0.4 | 0 | -4.4 | -4.4 | 305.6 | 305.6 | F | F | T |  | 2020-04-01 | F | T
T_KEADGT-3 | KGL GT 3 |  | Keadby Generation Limited | KGL | T | KEADGT-3 |  |  |  |  | P | 0.0007867 | 30 | 0 | 0.4 | 0.4 | 0 | 0 | 0 | 12 | 12 | F | F | T |  | 2020-04-01 | F | T
T_KILBW-1 | KILBW |  | Kilbraur Wind Energy Ltd | KILBRAUR | T | KILBW-1 |  |  |  | C | C | -0.03997 | 67.978 | -1 | 0.4 | 0.4 | 0 | -0.4 | -0.4 | 27.191 | 27.191 | T | F | T |  | 2020-04-01 | F | T
T_KILBWD-1 | Kilbraur 132kV Import |  | SSE Energy Supply Limited | SSE | T | [5 empty] | C | -0.03997 | 0 | -0.8 | 0.072 | 0.072 | 0 | -0.058 | -0.058 | 0 | 0 | F | F | F |  | 2020-04-01 | F | F
T_KILLPG-1 | T_KILLPG-1 |  | Uniper UK Limited | EECL | T | KILLPG-1 |  |  | KILLINGHOLME PS TRADING UNIT |  | P | 0.0007867 | 311 | -14 | 0.4 | 0.4 | 0 | -5.6 | -5.6 | 124.4 | 124.4 | F | F | T |  | 2020-04-01 | F | T
T_KILLPG-2 | T_KILLPG-2 |  | Uniper UK Limited | EECL | T | KILLPG-2 |  |  | KILLINGHOLME PS TRADING UNIT |  | P | 0.0007867 | 311 | -6 | 0.4 | 0.4 | 0 | -2.4 | -2.4 | 124.4 | 124.4 | F | F | T |  | 2020-04-01 | F | T
T_KILNS-1 | Centrica Killingholme |  | Centrica KPS Limited | CENKIL | T | KILNS-1 |  |  |  |  | P | 0.0007867 | 2 | -1 | 0.4 | 0.4 | 0 | -0.4 | -0.4 | 0.8 | 0.8 | F | F | T |  | 2020-04-01 | F | T
T_KLGLW-1 | Kilgallioch Windfarm |  | SP Renewables (UK) Limited | SPCRE01 | T | KLGLW-1 |  |  |  |  | P | -0.019432 | 228 | -2 | 0.4 | 0.4 | 0 | -0.8 | -0.8 | 91.2 | 91.2 | F | F | T |  | 2020-04-01 | F | T
T_KPMRW-1 | KYPE MUIR WIND FARM |  | Banks Renewable Limited | BANKSREN | T | KPMRW-1 |  |  |  |  | P | -0.019432 | 89 | -2 | 0.4 | 0.4 | 0 | -0.8 | -0.8 | 35.6 | 35.6 | F | F | T |  | 2020-04-01 | F | T
T_KSGND-1 | Kensal Green 1 | T_KSGND-1 | EDF Energy Customers Ltd | LENCO | T | [5 empty] | C | 0.017819 | 0 | -29.14 | 0.0529 | 0.0529 | 0 | -1.542 | -1.542 | 0 | 0 | F | F | F |  | 2020-04-01 | F | F
T_KSGND-2 | Kensal Green 2 | T_KSGND-2 | EDF Energy Customers Ltd | LENCO | T | [5 empty] | C | 0.017819 | 22 | -40 | 0.375 | 0.375 | 0 | -15 | -15 | 8.25 | 8.25 | F | F | F |  | 2020-04-01 | F | F
T_KTHLW-1 | KEITH HILL WINDFARM |  | Smartestenergy Limited | SMARTEST | T | KTHLW-1 |  |  |  | P | P | -0.019432 | 9 | 0 | 0.4 | 0.4 | 0 | 0 | 0 | 3.6 | 3.6 | T | F | T |  | 2020-04-01 | F | T
T_LAGA-1 | Langage Power Station |  | EP UK INVESTMENTS LIMITED | EPUKI | T | LAGA-1 |  |  |  |  | P | 0.015098 | 905 | -30 | 0.4 | 0.4 | 0 | -12 | -12 | 362 | 362 | F | F | T |  | 2020-04-01 | F | T
T_LARYW-1 | London Array BMU1 |  | London Array Limited | LAOWF | T | LARYO-1 |  |  |  |  | P | 0.0093638 | 171 | -10.32 | 0.4 | 0.4 | 0 | -4.128 | -4.128 | 68.4 | 68.4 | F | F | T |  | 2020-04-01 | F | T
T_LARYW-2 | London Array BMU2 |  | London Array Limited | LAOWF | T | LARYO-2 |  |  |  |  | P | 0.0093638 | 171 | -10.56 | 0.4 | 0.4 | 0 | -4.224 | -4.224 | 68.4 | 68.4 | F | F | T |  | 2020-04-01 | F | T
T_LARYW-3 | London Array BMU3 |  | London Array Limited | LAOWF | T | LARYO-3 |  |  |  |  | P | 0.0093638 | 171 | -10.56 | 0.4 | 0.4 | 0 | -4.224 | -4.224 | 68.4 | 68.4 | F | F | T |  | 2020-04-01 | F | T
T_LARYW-4 | London Array BMU4 |  | London Array Limited | LAOWF | T | LARYO-4 |  |  |  |  | P | 0.0093638 | 171 | -10.56 | 0.4 | 0.4 | 0 | -4.224 | -4.224 | 68.4 | 68.4 | F | F | T |  | 2020-04-01 | F | T
T_LBAR-1 | Little Barford main unit 1 |  | RWE Generation UK plc | INNOGY01 | T | LBAR-1 |  |  |  |  | P | 0.004238 | 750 | -20 | 0.4 | 0.4 | 0 | -8 | -8 | 300 | 300 | F | F | T |  | 2020-04-01 | F | T
T_LBAR-1G | Little Barford OCGT |  | RWE Generation UK plc | INNOGY01 | T | LBAR-1G |  |  |  |  | P | 0.004238 | 25 | 0 | 0.4 | 0.4 | 0 | 0 | 0 | 10 | 10 | F | F | T |  | 2020-04-01 | F | T
T_LBUZ_RTK | LEIGHTON BUZZARD | T_LBUZ_RTK | EDF Energy Customers Ltd | LENCO | T | [5 empty] | C | 0.0075162 | 0 | -36 | 0.3379 | 0.3379 | 0 | -12.164 | -12.164 | 0 | 0 | F | F | F |  | 2020-04-01 | F | F
T_LCLTW-1 | Lochluichart Windfarm |  | Eneco Energy Trade | ENECOUK | T | LCLTW-1 |  |  |  | C | C | -0.03997 | 69 | -0.5 | 0.4 | 0.4 | 0 | -0.2 | -0.2 | 27.6 | 27.6 | T | F | T |  | 2020-04-01 | F | T
T_LLWSD-1 | T_LLWSD-1 |  | Npower Limited | NPOWER01 | T | LLWSD-1 |  |  |  |  | C | 0.010184 | 0 | -35.966 | 0.4918 | 0.4918 | 0 | -17.688 | -17.688 | 0 | 0 | F | F | T |  | 2020-04-01 | F | F
T_LNCSW-1 | Lincs wind farm offshore BMU1 |  | Lincs Wind Farm Ltd | LINCSWFL | T | LNCSO-1 |  |  |  |  | P | 0.004238 | 150 | -4 | 0.4 | 0.4 | 0 | -1.6 | -1.6 | 60 | 60 | F | F | T |  | 2020-04-01 | F | T
T_LNCSW-2 | Lincs wind farm offshore BMU2 |  | Lincs Wind Farm Ltd | LINCSWFL | T | LNCSO-2 |  |  |  |  | P | 0.004238 | 150 | -4 | 0.4 | 0.4 | 0 | -1.6 | -1.6 | 60 | 60 | F | F | T |  | 2020-04-01 | F | T
T_LONDG-D | London Gateway Demand |  | Coryton Energy Company Ltd | CECL | T |  |  |  | Coryton LG Trading Unit |  | P | 0.004238 | 0 | -10 | 0.286 | 0.286 | 0 | -2.86 | -2.86 | 0 | 0 | F | F | F |  | 2020-04-01 | F | F
T_LONGB-RTK | Long Buckby Wharf | T_LONGB-RTK | EDF Energy Customers Ltd | LENCO | T | [5 empty] | C | 0.0075162 | 0 | -22 | 0.3656 | 0.3656 | 0 | -8.043 | -8.043 | 0 | 0 | F | F | F |  | 2020-04-01 | F | F
T_LUICD-1 | Luichart Station Demand |  | SSE Generation Ltd | SSEGEN | T | LUICD-1 |  |  |  |  | C | -0.03997 | 0 | -1 | 0.594 | 0.594 | 0 | -0.594 | -0.594 | 0 | 0 | F | F | F |  | 2020-04-01 | F | F
T_MARMD-1 | T_MARMD-1 | T_MARMD-1 | EDF Energy Customers Ltd | LENCO | T | MARMD-1 |  |  |  |  | C | -0.019432 | 0 | -10 | 0.2251 | 0.2251 | 0 | -2.251 | -2.251 | 0 | 0 | F | F | T |  | 2020-04-01 | F | F
T_MEADD-1 | Caledonian Paper |  | ENGIE Power Limited | RWETDL | T | MEADD-1 |  |  |  |  | C | -0.019432 | 22 | -50.094 | 0.3662 | 0.3662 | 0 | -18.344 | -18.344 | 8.056 | 8.056 | F | F | T |  | 2020-04-01 | F | F
T_MEDP-1 | Medway Power |  | Medway Power Ltd | MEDWAY | T | MEDP-1 |  |  |  |  | P | 0.0093638 | 734 | -30 | 0.4 | 0.4 | 0 | -12 | -12 | 293.6 | 293.6 | F | F | T |  | 2020-04-01 | F | T
T_MIDMW-1 | MIDDLE MUIR WIND FARM |  | Banks Renewable Limited | BANKSREN | T | MIDMW-1 |  |  |  |  | P | -0.019432 | 51 | -1 | 0.4 | 0.4 | 0 | -0.4 | -0.4 | 20.4 | 20.4 | F | F | T |  | 2020-04-01 | F | T
T_MILWW-1 | MILWW |  | Millennium Wind Energy Ltd | MILLEN07 | T | MILWW-1 |  |  |  | C | C | -0.03997 | 65 | -1 | 0.4 | 0.4 | 0 | -0.4 | -0.4 | 26 | 26 | T | F | T |  | 2020-04-01 | F | T
T_MILWWD-1 | Millennium 132kV Import |  | SSE Energy Supply Limited | SSE | T | [5 empty] | C | -0.03997 | 0 | -0.4 | 0.132 | 0.132 | 0 | -0.053 | -0.053 | 0 | 0 | F | F | F |  | 2020-04-01 | F | F
T_MKHLW-1 | Mark Hill |  | SP Renewables (UK) Limited | SPCRE01 | T | MKHLW-1 |  |  |  |  | P | -0.019432 | 53 | -2.5 | 0.4 | 0.4 | 0 | -1 | -1 | 21.2 | 21.2 | F | F | T |  | 2020-04-01 | F | T
T_MOSED-1 | T_MOSED-1 |  | Shell Energy Supply UK Ltd | NEWPORT | T | MOSED-1 |  |  |  |  | C | -0.019432 | 0 | -25 | 0.7678 | 0.7678 | 0 | -19.195 | -19.195 | 0 | 0 | F | F | F |  | 2020-04-01 | F | F
T_MRWD-1 | Marchwood Power Ltd |  | Marchwood Power Limited | MPL | T | MRWD-1 |  |  |  |  | P | 0.015874 | 920 | -15 | 0.4 | 0.4 | 0 | -6 | -6 | 368 | 368 | F | F | T |  | 2020-04-01 | F | T
T_MYGPW-1 | Minnygap Wind Farm |  | Minnygap Energy Limited | MEL | T | MYGPW-1 |  |  |  |  | P | -0.019432 | 25 | -0.4 | 0.4 | 0.4 | 0 | -0.16 | -0.16 | 10 | 10 | F | F | T |  | 2020-04-01 | F | T
T_NANT-1 | Nant |  | SSE Generation Ltd | SSEGEN | T | NANT-1 |  |  |  |  | P | -0.03997 | 15 | 0 | 0.4 | 0.4 | 0 | 0 | 0 | 6 | 6 | F | F | T |  | 2020-04-01 | F | T
T_NWCRS-1 | New Cross 1 | T_NWCRS-1 | EDF Energy Customers Ltd | LENCO | T | [5 empty] | C | 0.017819 | 0 | -25.633 | 0.3053 | 0.3053 | 0 | -7.826 | -7.826 | 0 | 0 | F | F | F |  | 2020-04-01 | F | F
T_NWCRS-2 | New Cross 2 | T_NWCRS-2 | EDF Energy Customers Ltd | LENCO | T | [5 empty] | C | 0.017819 | 0 | -21.622 | 0.2281 | 0.2281 | 0 | -4.932 | -4.932 | 0 | 0 | F | F | F |  | 2020-04-01 | F | F
T_OMNDD-1 | Ormonde Energy Limited 1 |  | Ormonde Energy Ltd | ORMONDE | T | [5 empty] | C | -0.003449 | 0 | -0.8 | 0.0902 | 0.0902 | 0 | -0.072 | -0.072 | 0 | 0 | F | F | F |  | 2020-04-01 | F | F
T_OMNDW-1 | Ormonde Energy Limited 1 |  | Ormonde Energy Ltd | ORMONDE | T | OMNDO-1 |  |  |  |  | P | -0.003449 | 150.75 | 0 | 0.4 | 0.4 | 0 | 0 | 0 | 60.3 | 60.3 | F | F | T |  | 2020-04-01 | F | T
T_OXEN_NR | Network Rail Oxenholme | T_OXEN_NR | EDF Energy Customers Ltd | LENCO | T | [5 empty] | C | -0.003449 | 0 | -17.3 | 0.2822 | 0.2822 | 0 | -4.882 | -4.882 | 0 | 0 | F | F | F |  | 2020-04-01 | F | F
T_PARHD-1 | T_PARHD-1 | T_PARHD-1 | EDF Energy Customers Ltd | LENCO | T | PARHD-1 |  |  |  |  | C | -0.019432 | 0 | -16 | 0.3784 | 0.3784 | 0 | -6.054 | -6.054 | 0 | 0 | F | F | T |  | 2020-04-01 | F | F
T_PATB_RTK | Patford Bridge | T_PATB_RTK | EDF Energy Customers Ltd | LENCO | T | [5 empty] | C | 0.0075162 | 0 | -16 | 0.3706 | 0.3706 | 0 | -5.93 | -5.93 | 0 | 0 | F | F | F |  | 2020-04-01 | F | F
T_PEHE-1 | Peterhead Block 1 |  | SSE Generation Ltd | SSEGEN | T | PEHE-1 |  |  |  |  | P | -0.03997 | 1200 | 0 | 0.4 | 0.4 | 0 | 0 | 0 | 480 | 480 | F | F | T |  | 2020-04-01 | F | T
T_PEHE-2 | Peterhead Unit 2 |  | SSE Generation Ltd | SSEGEN | T | PEHE-2 |  |  |  |  | C | -0.03997 | 0 | 0 | 0 | 0 | 0 | 0 | 0 | 0 | 0 | F | F | T |  | 2020-04-01 | F | F
T_PEHED-1 | Peterhead Stn Txs |  | SSE Generation Ltd | SSEGEN | T | PEHED-1 |  |  |  |  | C | -0.03997 | 0 | -50 | 0.5136 | 0.5136 | 0 | -25.68 | -25.68 | 0 | 0 | F | F | T |  | 2020-04-01 | F | F
T_PEMB-11 | Pembroke Unit 11 |  | RWE Generation UK plc | INNOGY01 | T | PEMB-11 |  |  | Pembroke Power Station |  | P | 0.010184 | 475 | -10 | 0.4 | 0.4 | 0 | -4 | -4 | 190 | 190 | F | F | T |  | 2020-04-01 | F | T
T_PEMB-21 | Pembroke Unit 21 |  | RWE Generation UK plc | INNOGY01 | T | PEMB-21 |  |  | Pembroke Power Station |  | P | 0.010184 | 475 | -10 | 0.4 | 0.4 | 0 | -4 | -4 | 190 | 190 | F | F | T |  | 2020-04-01 | F | T
T_PEMB-31 | Pembroke Unit 31 |  | RWE Generation UK plc | INNOGY01 | T | PEMB-31 |  |  | Pembroke Power Station |  | P | 0.010184 | 475 | -10 | 0.4 | 0.4 | 0 | -4 | -4 | 190 | 190 | F | F | T |  | 2020-04-01 | F | T
T_PEMB-41 | Pembroke Unit 41 |  | RWE Generation UK plc | INNOGY01 | T | PEMB-41 |  |  | Pembroke Power Station |  | P | 0.010184 | 475 | -10 | 0.4 | 0.4 | 0 | -4 | -4 | 190 | 190 | F | F | T |  | 2020-04-01 | F | T
T_PEMB-51 | Pembroke Unit 51 |  | RWE Generation UK plc | INNOGY01 | T | PEMB-51 |  |  | Pembroke Power Station |  | P | 0.010184 | 475 | -10 | 0.4 | 0.4 | 0 | -4 | -4 | 190 | 190 | F | F | T |  | 2020-04-01 | F | T
T_PGBIW-1 | Pogbie WF | #N/A | EDF Energy Customers Ltd | LENCO | T | PGBIW-1 |  |  |  | C | C | -0.019432 | 9.639 | -2 | 0.4 | 0.4 | 0 | -0.8 | -0.8 | 3.856 | 3.856 | T | F | T |  | 2020-04-01 | F | T
T_PNYCB-1 | Pen y Cymoedd Battery |  | Vattenfall Wind Power Ltd | VWPL | T | PNYCB-1 |  |  | PYC Trading Unit |  | P | 0.010184 | 22 | -22 | 0.4 | 0.4 | 0 | -8.8 | -8.8 | 8.8 | 8.8 | F | F | T |  | 2020-04-01 | F | T
T_PNYCW-1 | PNYCW-1 Export |  | Pen y Cymoedd Wind Farm LTD | PYC | T | PNYCW-1 |  |  | PYC Trading Unit |  | P | 0.010184 | 228 | -17.15 | 0.4 | 0.4 | 0 | -6.86 | -6.86 | 91.2 | 91.2 | F | F | T |  | 2020-04-01 | F | T
T_POOBD-1 | T_POOBD-1 | T_POOBD-1 | EDF Energy Customers Ltd | LENCO | T | POOBD-1 |  |  |  |  | C | -0.019432 | 0 | -10 | 0.5162 | 0.5162 | 0 | -5.162 | -5.162 | 0 | 0 | F | F | T |  | 2020-04-01 | F | F
T_POPP_3RTK | Poppleton (Railtrack) | T_POPP_3RTK | EDF Energy Customers Ltd | LENCO | T | [5 empty] | C | -0.0049666 | 0 | -10 | 0.2233 | 0.2233 | 0 | -2.233 | -2.233 | 0 | 0 | F | F | F |  | 2020-04-01 | F | F
T_PORGD-1 | T_PORGD-1 | T_PORGD-1 | EDF Energy Customers Ltd | LENCO | T | PORGD-1 |  |  |  |  | C | -0.019432 | 0 | -10 | 0.4377 | 0.4377 | 0 | -4.377 | -4.377 | 0 | 0 | F | F | T |  | 2020-04-01 | F | F
T_PUDMD-1 | Pudding Mill Lane 1 | T_PUDMD-1 | EDF Energy Customers Ltd | LENCO | T | [5 empty] | C | 0.017819 | 0 | -10 | 0.0204 | 0.0204 | 0 | -0.204 | -0.204 | 0 | 0 | F | F | F |  | 2020-04-01 | F | F
T_PUDMD-2 | Pudding Mill Lane 2 | T_PUDMD-2 | EDF Energy Customers Ltd | LENCO | T | [5 empty] | C | 0.017819 | 0 | -10 | 0 | 0 | 0 | 0 | 0 | 0 | 0 | F | F | F |  | 2020-04-01 | F | F
T_RATS-1 | T_RATS-1 |  | Uniper UK Limited | EECL | T | RATS-1 |  |  | Ratcliffe PS Trading Unit |  | P | 0.0075162 | 504 | -16 | 0.4 | 0.4 | 0 | -6.4 | -6.4 | 201.6 | 201.6 | F | F | T |  | 2020-04-01 | F | T
T_RATS-2 | T_RATS-2 |  | Uniper UK Limited | EECL | T | RATS-2 |  |  | Ratcliffe PS Trading Unit |  | P | 0.0075162 | 502 | -16 | 0.4 | 0.4 | 0 | -6.4 | -6.4 | 200.8 | 200.8 | F | F | T |  | 2020-04-01 | F | T
T_RATS-3 | T_RATS-3 |  | Uniper UK Limited | EECL | T | RATS-3 |  |  | Ratcliffe PS Trading Unit |  | P | 0.0075162 | 502 | -16 | 0.4 | 0.4 | 0 | -6.4 | -6.4 | 200.8 | 200.8 | F | F | T |  | 2020-04-01 | F | T
T_RATS-4 | T_RATS-4 |  | Uniper UK Limited | EECL | T | RATS-4 |  |  | Ratcliffe PS Trading Unit |  | P | 0.0075162 | 504 | -16 | 0.4 | 0.4 | 0 | -6.4 | -6.4 | 201.6 | 201.6 | F | F | T |  | 2020-04-01 | F | T
T_RATSGT-2 | T_RATSGT-2 |  | Uniper UK Limited | EECL | T | RATSGT-2 |  |  | Ratcliffe PS Trading Unit |  | P | 0.0075162 | 18 | 0 | 0.4 | 0.4 | 0 | 0 | 0 | 7.2 | 7.2 | F | F | T |  | 2020-04-01 | F | T
T_RATSGT-4 | T_RATSGT-4 |  | Uniper UK Limited | EECL | T | RATSGT-4 |  |  | Ratcliffe PS Trading Unit |  | P | 0.0075162 | 18 | 0 | 0.4 | 0.4 | 0 | 0 | 0 | 7.2 | 7.2 | F | F | T |  | 2020-04-01 | F | T
T_RAVED-1 | Corus Dalzell |  | Marble Power Limited | MARBLE | T | RAVED-1 |  |  |  |  | C | -0.019432 | 0 | -6 | 0.3114 | 0.3114 | 0 | -1.868 | -1.868 | 0 | 0 | F | F | T |  | 2020-04-01 | F | F
T_RCBKO-1 | RACE_BANK_Z01 |  | Race Bank Wind Farm Ltd | DONG011 | T | RCBKO-1 |  |  |  |  | P | 0.004238 | 284 | -3 | 0.4 | 0.4 | 0 | -1.2 | -1.2 | 113.6 | 113.6 | F | F | T |  | 2020-04-01 | F | T
T_RCBKO-2 | RACE_BANK_Z02 |  | Race Bank Wind Farm Ltd | DONG011 | T | RCBKO-2 |  |  |  |  | P | 0.004238 | 290 | -3 | 0.4 | 0.4 | 0 | -1.2 | -1.2 | 116 | 116 | F | F | T |  | 2020-04-01 | F | T
T_RMPNO-1 | Rampion Offshore Wind BMU 1 |  | Rampion Offshore Windfarm Ltd | RAMPION | T | RMPNO-1 |  |  |  |  | P | 0.0093638 | 200.1 | -10.7 | 0.4 | 0.4 | 0 | -4.28 | -4.28 | 80.04 | 80.04 | F | F | T |  | 2020-04-01 | F | T
T_RMPNO-2 | Rampion Offshore Wind BMU 2 |  | Rampion Offshore Windfarm Ltd | RAMPION | T | RMPNO-2 |  |  |  |  | P | 0.0093638 | 200.1 | -10.7 | 0.4 | 0.4 | 0 | -4.28 | -4.28 | 80.04 | 80.04 | F | F | T |  | 2020-04-01 | F | T
T_ROCK-1 | Rocksavage Power Station |  | Rocksavage Power Company Ltd | RPCL | T | ROCK-1 |  |  | Rocksavage Trading Unit |  | P | 0.0043578 | 810 | -10 | 0.4 | 0.4 | 0 | -4 | -4 | 324 | 324 | F | F | T |  | 2020-04-01 | F | T
T_RREW-1 | T_RREW-1 |  | RWER UK Robin Rigg West Ltd | ROBINRIG | T | RREW-1 |  |  |  | P | P | -0.003449 | 90 | -6 | 0.4 | 0.4 | 0 | -2.4 | -2.4 | 36 | 36 | T | F | T |  | 2020-04-01 | F | T
T_RRWW-1 | T_RRWW-1 |  | RWER UK Robin Rigg West Ltd | ROBINRIG | T | RRWW-1 |  |  |  | P | P | -0.003449 | 90 | -6 | 0.4 | 0.4 | 0 | -2.4 | -2.4 | 36 | 36 | T | F | T |  | 2020-04-01 | F | T
T_RUGGT-6 | Rugeley B GT 06 |  | Rugeley Power Generation Ltd | TXURUGE | T | RUGGT-6 |  |  | Rugeley B Power Station |  | C | 0.016639 | 0 | 0 | 0 | 0 | 0 | 0 | 0 | 0 | 0 | F | F | T |  | 2020-04-01 | F | F
T_RUGGT-7 | Rugeley B GT 07 |  | Rugeley Power Generation Ltd | TXURUGE | T | RUGGT-7 |  |  | Rugeley B Power Station |  | C | 0.016639 | 0 | 0 | 0 | 0 | 0 | 0 | 0 | 0 | 0 | F | F | T |  | 2020-04-01 | F | F
T_RUGPS-6 | Rugeley B Unit 06 |  | Rugeley Power Generation Ltd | TXURUGE | T | RUGPS-6 |  |  | Rugeley B Power Station |  | C | 0.016639 | 0 | 0 | 0.0936 | 0.0936 | 0 | 0 | 0 | 0 | 0 | F | F | T |  | 2020-04-01 | F | F
T_RUGPS-7 | Rugeley B Unit 07 |  | Rugeley Power Generation Ltd | TXURUGE | T | RUGPS-7 |  |  | Rugeley B Power Station |  | C | 0.016639 | 0 | 0 | 0.0936 | 0.0936 | 0 | 0 | 0 | 0 | 0 | F | F | T |  | 2020-04-01 | F | F
T_RYHAD-1 | Essendine 1 | T_RYHAD-1 | EDF Energy Customers Ltd | LENCO | T | [5 empty] | C | 0.0075162 | 0 | -10.669 | 0.1234 | 0.1234 | 0 | -1.317 | -1.317 | 0 | 0 | F | F | F |  | 2020-04-01 | F | F
T_RYHAD-2 | Essendine 2 | T_RYHAD-2 | EDF Energy Customers Ltd | LENCO | T | [5 empty] | C | 0.0075162 | 0 | -10 | 0 | 0 | 0 | 0 | 0 | 0 | 0 | F | F | F |  | 2020-04-01 | F | F
T_RYHPS-1 | T_RYHPS-1 |  | Drax Generation Enterprise Ltd | SPGEN01 | T | RYHPS-1 |  |  |  |  | P | 0.004238 | 715 | -15 | 0.4 | 0.4 | 0 | -6 | -6 | 286 | 286 | F | F | T |  | 2020-04-01 | F | T
T_SACOD-1 | T_SACOD-1 | T_SACOD-1 | EDF Energy Customers Ltd | LENCO | T | SACOD-1 |  |  |  |  | C | -0.019432 | 0 | -7.443 | 0.2894 | 0.2894 | 0 | -2.154 | -2.154 | 0 | 0 | F | F | T |  | 2020-04-01 | F | F
T_SANQD-1 | SANQW-1 |  | SANQUHAR CWCL | SCWCL | T | [5 empty] | C | -0.019432 | 0 | -0.475 | 0.0394 | 0.0394 | 0 | -0.019 | -0.019 | 0 | 0 | F | F | F |  | 2020-04-01 | F | F
T_SANQW-1 | SANQUHAR |  | SANQUHAR CWCL | SCWCL | T | SANQW-1 |  |  |  |  | P | -0.019432 | 32.076 | 0 | 0.4 | 0.4 | 0 | 0 | 0 | 12.83 | 12.83 | F | F | T |  | 2020-04-01 | F | T
T_SCCL-1 | Unit 1 |  | SCCL | SALTEND | T | SCCL-1 |  |  | SALTEND1 |  | P | 0.0007867 | 400 | -10 | 0.4 | 0.4 | 0 | -4 | -4 | 160 | 160 | F | F | T |  | 2020-04-01 | F | T
T_SCCL-2 | Unit 2 |  | SCCL | SALTEND | T | SCCL-2 |  |  | SALTEND1 |  | P | 0.0007867 | 400 | -10 | 0.4 | 0.4 | 0 | -4 | -4 | 160 | 160 | F | F | T |  | 2020-04-01 | F | T
T_SCCL-3 | Unit 3 |  | SCCL | SALTEND | T | SCCL-3 |  |  | SALTEND1 |  | P | 0.0007867 | 400 | -20 | 0.4 | 0.4 | 0 | -8 | -8 | 160 | 160 | F | F | T |  | 2020-04-01 | F | T
T_SCCL-4 | BP Load |  | SCCL | SALTEND | T | SCCLD-1 |  |  | SALTEND1 |  | P | 0.0007867 | 0 | -90 | 0.4 | 0.4 | 0 | -36 | -36 | 0 | 0 | F | F | T |  | 2020-04-01 | F | T
T_SEAB-1 | Seabank Power Module |  | Seabank Power Limited | SEABANK | T | SEAB-1 |  |  | Seabank Power Station |  | P | 0.015098 | 830 | -11 | 0.4 | 0.4 | 0 | -4.4 | -4.4 | 332 | 332 | F | F | T |  | 2020-04-01 | F | T
T_SEAB-2 | Seabank Power Module 2 |  | Seabank Power Limited | SEABANK | T | SEAB-2 |  |  | Seabank Power Station |  | P | 0.015098 | 406 | -11 | 0.4 | 0.4 | 0 | -4.4 | -4.4 | 162.4 | 162.4 | F | F | T |  | 2020-04-01 | F | T
T_SEEL-1 | Spalding Energy Expansion Ltd |  | Spalding Energy Expansion Ltd | SPALDI | T | SEEL-1 |  |  |  |  | P | 0.0075162 | 300 | -10 | 0.4 | 0.4 | 0 | -4 | -4 | 120 | 120 | F | F | T |  | 2020-04-01 | F | T
T_SELL-1 | BM Unit for Sellindge |  | Npower Limited | NPOWER01 | T | [5 empty] | C | 0.0093638 | 0 | -24.35 | 0.2806 | 0.2806 | 0 | -6.833 | -6.833 | 0 | 0 | F | F | F |  | 2020-04-01 | F | F
T_SELLD-1 | IFA 1 Site Supplies |  | ENGIE Power Limited | RWETDL | T | [5 empty] | C | 0.0093638 | 0 | -2 | 0.8182 | 0.8182 | 0 | -1.636 | -1.636 | 0 | 0 | F | F | F |  | 2020-04-01 | F | F
T_SFGSD-1 | St Fergus Compressor |  | ENGIE Power Limited | RWETDL | T | SFGSD-1 |  |  |  |  | C | -0.03997 | 0 | -28 | 0.1492 | 0.1492 | 0 | -4.178 | -4.178 | 0 | 0 | F | F | F |  | 2020-04-01 | F | F
T_SFGSD-2 | St Fergus Compressor |  | ENGIE Power Limited | RWETDL | T | SFGSD-2 |  |  |  |  | C | -0.03997 | 0 | -28 | 0.2717 | 0.2717 | 0 | -7.608 | -7.608 | 0 | 0 | F | F | F |  | 2020-04-01 | F | F
T_SFILD-1 | St. Fillans Station Demand |  | SSE Generation Ltd | SSEGEN | T | SFILD-1 |  |  |  |  | C | -0.03997 | 0 | -0.1 | 0.3955 | 0.3955 | 0 | -0.04 | -0.04 | 0 | 0 | F | F | F |  | 2020-04-01 | F | F
T_SHBA-1 | SOUTH HUMBER BANK P/S PHASE 1 |  | EP UK INVESTMENTS LIMITED | EPUKI | T | SHBA-1 |  |  | SOUTH HUMBER BANK P/S. |  | P | 0.0007867 | 810 | -10 | 0.4 | 0.4 | 0 | -4 | -4 | 324 | 324 | F | F | T |  | 2020-04-01 | F | T
T_SHBA-2 | SOUTH HUMBER BANK P/S PHASE 2 |  | EP UK INVESTMENTS LIMITED | EPUKI | T | SHBA-2 |  |  | SOUTH HUMBER BANK P/S. |  | P | 0.0007867 | 580 | -10 | 0.4 | 0.4 | 0 | -4 | -4 | 232 | 232 | F | F | T |  | 2020-04-01 | F | T
T_SHRSW-1 | Sheringham Shoal Unit 1 |  | Scira Offshore Energy Limited | SCIRA | T | SHRSO-1 |  |  |  |  | P | 0.004238 | 158.4 | -1.1 | 0.4 | 0.4 | 0 | -0.44 | -0.44 | 63.36 | 63.36 | F | F | T |  | 2020-04-01 | F | T
T_SHRSW-2 | Sheringham Shoal Unit 2 |  | Scira Offshore Energy Limited | SCIRA | T | SHRSO-2 |  |  |  |  | P | 0.004238 | 158.4 | -1.1 | 0.4 | 0.4 | 0 | -0.44 | -0.44 | 63.36 | 63.36 | F | F | T |  | 2020-04-01 | F | T
T_SIMEC-1 | Simec Biofuel U1 |  | Marble Power Limited | MARBLE | T | SIMEC-1 |  |  |  | P | P | 0.010184 | 20 | 0 | 0.4 | 0.4 | 0 | 0 | 0 | 8 | 8 | T | F | T |  | 2020-04-01 | F | T
T_SINGL1 | BM Unit for Singlewell |  | Npower Limited | NPOWER01 | T | [5 empty] | C | 0.0093638 | 0 | -10.513 | 0.1412 | 0.1412 | 0 | -1.484 | -1.484 | 0 | 0 | F | F | F |  | 2020-04-01 | F | F
T_SIZB-1 | Sizewell B Genrator 1 |  | EDF Energy Nuclear Generation | BEGL001 | T | SIZB-1 |  |  | SIZEWELL B POWER STATION |  | P | 0.004238 | 630 | -20 | 0.4 | 0.4 | 0 | -8 | -8 | 252 | 252 | F | F | T |  | 2020-04-01 | F | T
T_SIZB-2 | Sizewell B Genrator 2 |  | EDF Energy Nuclear Generation | BEGL001 | T | SIZB-2 |  |  | SIZEWELL B POWER STATION |  | P | 0.004238 | 630 | -20 | 0.4 | 0.4 | 0 | -8 | -8 | 252 | 252 | F | F | T |  | 2020-04-01 | F | T
T_SIZB-D | Sizewell B Station Demand |  | EDF Energy Nuclear Generation | BEGL001 | T |  |  |  | SIZEWELL B POWER STATION |  | P | 0.004238 | 15 | -40 | 0.2851 | 0.2851 | 0 | -11.404 | -11.404 | 4.277 | 4.277 | F | F | F |  | 2020-04-01 | F | F
T_SLOY-2 | Sloy G2 |  | SSE Generation Ltd | SSEGEN | T | SLOY-2 |  |  |  |  | P | -0.03997 | 40.936 | 0 | 0.4 | 0.4 | 0 | 0 | 0 | 16.374 | 16.374 | F | F | T |  | 2020-04-01 | F | T
T_SLOY-3 | Sloy G3 |  | SSE Generation Ltd | SSEGEN | T | SLOY-3 |  |  |  |  | P | -0.03997 | 40 | 0 | 0.4 | 0.4 | 0 | 0 | 0 | 16 | 16 | F | F | T |  | 2020-04-01 | F | T
T_SLOYD-1 | Sloy Station Demand |  | SSE Generation Ltd | SSEGEN | T | SLOYD-1 |  |  |  |  | C | -0.03997 | 0 | -0.1 | 0.452 | 0.452 | 0 | -0.045 | -0.045 | 0 | 0 | F | F | F |  | 2020-04-01 | F | F
T_SNDND-1 | Sundon 1 | T_SNDND-1 | EDF Energy Customers Ltd | LENCO | T | [5 empty] | C | 0.004238 | 0 | -5 | 0.2047 | 0.2047 | 0 | -1.024 | -1.024 | 0 | 0 | F | F | F |  | 2020-04-01 | F | F
T_SNDND-2 | Sundon 2 | T_SNDND-2 | EDF Energy Customers Ltd | LENCO | T | [5 empty] | C | 0.004238 | 0 | -5 | 0.2047 | 0.2047 | 0 | -1.024 | -1.024 | 0 | 0 | F | F | F |  | 2020-04-01 | F | F
T_SPGFD-1 | Springfield 1 | #N/A | EDF Energy Customers Ltd | LENCO | T | [5 empty] | C | 0.004238 | 2.338 | -6 | 0 | 0 | 0 | 0 | 0 | 0 | 0 | F | F | F |  | 2020-04-01 | F | F
T_SPGFD-2 | Springfield 2 | #N/A | EDF Energy Customers Ltd | LENCO | T | [5 empty] | C | 0.004238 | 2.566 | -6 | 0.0001 | 0.0001 | 0 | -0.001 | -0.001 | 0 | 0 | F | F | F |  | 2020-04-01 | F | F
T_SPLN-1 | Spalding Power Station |  | Spalding Energy Company Ltd | SPAL | T | SPLN-1 |  |  |  |  | P | 0.0075162 | 950 | -10 | 0.4 | 0.4 | 0 | -4 | -4 | 380 | 380 | F | F | T |  | 2020-04-01 | F | T
T_STAY-1 | Staythorpe Unit 1 |  | RWE Generation UK plc | INNOGY01 | T | STAY-1 |  |  | Staythorpe Power Station |  | P | 0.0075162 | 464 | -15 | 0.4 | 0.4 | 0 | -6 | -6 | 185.6 | 185.6 | F | F | T |  | 2020-04-01 | F | T
T_STAY-2 | Staythorpe Unit 2 |  | RWE Generation UK plc | INNOGY01 | T | STAY-2 |  |  | Staythorpe Power Station |  | P | 0.0075162 | 464 | -15 | 0.4 | 0.4 | 0 | -6 | -6 | 185.6 | 185.6 | F | F | T |  | 2020-04-01 | F | T
T_STAY-3 | Staythorpe Unit 3 |  | RWE Generation UK plc | INNOGY01 | T | STAY-3 |  |  | Staythorpe Power Station |  | P | 0.0075162 | 464 | -15 | 0.4 | 0.4 | 0 | -6 | -6 | 185.6 | 185.6 | F | F | T |  | 2020-04-01 | F | T
T_STAY-4 | Staythorpe Unit 4 |  | RWE Generation UK plc | INNOGY01 | T | STAY-4 |  |  | Staythorpe Power Station |  | P | 0.0075162 | 464 | -15 | 0.4 | 0.4 | 0 | -6 | -6 | 185.6 | 185.6 | F | F | T |  | 2020-04-01 | F | T
T_STBRD-1 | Stalybridge 1 | T_STBRD-1 | EDF Energy Customers Ltd | LENCO | T | [5 empty] | C | -0.003449 | 0 | -10 | 0.0763 | 0.0763 | 0 | -0.763 | -0.763 | 0 | 0 | F | F | F |  | 2020-04-01 | F | F
T_STBRD-2 | Stalybridge 2 | T_STBRD-2 | EDF Energy Customers Ltd | LENCO | T | [5 empty] | C | -0.003449 | 0 | -10 | 0.2047 | 0.2047 | 0 | -2.047 | -2.047 | 0 | 0 | F | F | F |  | 2020-04-01 | F | F
T_STFERGD-1 | St. Fergus Mobil |  | SSE Energy Supply Limited | SSE | T | SFERD-1 |  |  |  |  | C | -0.03997 | 0 | -8.6 | 0.6641 | 0.6641 | 0 | -5.711 | -5.711 | 0 | 0 | F | F | T |  | 2020-04-01 | F | F
T_STLGW-1 | Stronelairg Windfarm 1 |  | Stronelairg Windfarm Limited | STLG | T | STLGW-1 |  |  |  |  | P | -0.03997 | 216 | -2 | 0.4 | 0.4 | 0 | -0.8 | -0.8 | 86.4 | 86.4 | F | F | T |  | 2020-04-01 | F | T
T_STLGW-2 | Stronelairg Windfarm 2 |  | Stronelairg Windfarm Limited | STLG | T | STLGW-2 |  |  |  |  | P | -0.03997 | 216 | -2 | 0.4 | 0.4 | 0 | -0.8 | -0.8 | 86.4 | 86.4 | F | F | T |  | 2020-04-01 | F | T
T_STLGW-3 | Stronelairg Windfarm 3 |  | Stronelairg Windfarm Limited | STLG | T | STLGW-3 |  |  |  |  | P | -0.03997 | 216 | -2 | 0.4 | 0.4 | 0 | -0.8 | -0.8 | 86.4 | 86.4 | F | F | T |  | 2020-04-01 | F | T
T_STRNW-1 | Strathy North Wind Farm 1 |  | SSE Generation Ltd | SSEGEN | T | STRNW-1 |  |  |  |  | P | -0.03997 | 68 | -0.1 | 0.4 | 0.4 | 0 | -0.04 | -0.04 | 27.2 | 27.2 | F | F | T |  | 2020-04-01 | F | T
T_SUTB-1 | BMUid for Sutton Bridge Power |  | SUTTON BRIDGE POWER GENERATION | SUTTBRGE | T | SUTB-1 |  |  |  |  | P | 0.004238 | 850 | -8 | 0.4 | 0.4 | 0 | -3.2 | -3.2 | 340 | 340 | F | F | T |  | 2020-04-01 | F | T
T_SVRP-10 | Dong Energy Severn Power Ut 10 |  | Severn Power Limited | DONGSVR | T | SVRP-10 |  |  | T_SVRP |  | P | 0.010184 | 425 | -9 | 0.4 | 0.4 | 0 | -3.6 | -3.6 | 170 | 170 | F | F | T |  | 2020-04-01 | F | T
T_SVRP-20 | Dong Energy Severn Power Ut 20 |  | Severn Power Limited | DONGSVR | T | SVRP-20 |  |  | T_SVRP |  | P | 0.010184 | 425 | -9 | 0.4 | 0.4 | 0 | -3.6 | -3.6 | 170 | 170 | F | F | T |  | 2020-04-01 | F | T
T_TDBNW-1 | Toddleburn |  | SSE Generation Ltd | SSEGEN | T | TDBNW-1 |  |  |  |  | P | -0.019432 | 55.2 | -54.8 | 0.4 | 0.4 | 0 | -21.92 | -21.92 | 22.08 | 22.08 | F | F | T |  | 2020-04-01 | F | T
T_THNJD-1 | Thingley Junction 1 | T_THNJD-1 | EDF Energy Customers Ltd | LENCO | T | [5 empty] | C | 0.015874 | 0 | -10 | 0 | 0 | 0 | 0 | 0 | 0 | 0 | F | F | F |  | 2020-04-01 | F | F
T_THNJD-2 | Thingley Junction 2 | T_THNJD-2 | EDF Energy Customers Ltd | LENCO | T | [5 empty] | C | 0.015874 | 0 | -10 | 0.2462 | 0.2462 | 0 | -2.462 | -2.462 | 0 | 0 | F | F | F |  | 2020-04-01 | F | F
T_THNTO-1 | Thanet Offshore Wind Limited 1 |  | Thanet Offshore Wind Limited | TOW | T | THNTO-1 |  |  |  |  | P | 0.0093638 | 150 | -3 | 0.4 | 0.4 | 0 | -1.2 | -1.2 | 60 | 60 | F | F | T |  | 2020-04-01 | F | T
T_THNTO-2 | Thanet Offshore Wind Limited 2 |  | Thanet Offshore Wind Limited | TOW | T | THNTO-2 |  |  |  |  | P | 0.0093638 | 150 | -3 | 0.4 | 0.4 | 0 | -1.2 | -1.2 | 60 | 60 | F | F | T |  | 2020-04-01 | F | T
T_TINSD-1 | T_TINSD-1 |  | E.ON UK plc | POWERGEN | T | TINSD-1 |  |  |  |  | C | 0.0007867 | 0 | -64 | 0.409 | 0.409 | 0 | -26.176 | -26.176 | 0 | 0 | F | F | T |  | 2020-04-01 | F | F
T_TODSD-1 | BS Tod Point Supply | T_TODSD-1 | EDF Energy Customers Ltd | LENCO | T | TODSD-1 |  |  | South Tees Site |  | C | -0.0049666 | 2 | -18 | 0.5807 | 0.5807 | 0 | -10.453 | -10.453 | 1.161 | 1.161 | F | F | T |  | 2020-04-01 | F | F
T_TORN-1 | Torness Generator 1 |  | EDF Energy Nuclear Generation | BEGL001 | T | TORN-1 |  |  | Torness Power Station |  | P | -0.019432 | 652 | -35 | 0.4 | 0.4 | 0 | -14 | -14 | 260.8 | 260.8 | F | F | T |  | 2020-04-01 | F | T
T_TORN-2 | Torness Generator 2 |  | EDF Energy Nuclear Generation | BEGL001 | T | TORN-2 |  |  | Torness Power Station |  | P | -0.019432 | 700 | -35 | 0.4 | 0.4 | 0 | -14 | -14 | 280 | 280 | F | F | T |  | 2020-04-01 | F | T
T_TORN-D | Torness Station Demand |  | EDF Energy Nuclear Generation | BEGL001 | T | TORND-1 |  |  | Torness Power Station |  | P | -0.019432 | 0 | -70 | 0.4 | 0.4 | 0 | -28 | -28 | 0 | 0 | F | F | T |  | 2020-04-01 | F | T
T_TRAWS-D | Trawsfynydd | #N/A | EDF Energy Customers Ltd | LENCO | T | [5 empty] | C | 0.0043578 | 2 | -18 | 0.1143 | 0.1143 | 0 | -2.057 | -2.057 | 0.229 | 0.229 | F | F | F |  | 2020-04-01 | F | F
T_TSREP-1 | MGT TEESIDE TEESREP MAIN |  | MGT TEESSIDE LTD. | TEESREP | T | TSREP-1 |  |  |  |  | P | -0.0049666 | 285 | -45 | 0.4 | 0.4 | 0 | -18 | -18 | 114 | 114 | F | F | T |  | 2020-04-01 | F | T
T_USKM-13 | Uskmouth 13 |  | SIMEC Uskmouth Power Limited | USKMOUTH | T | USKM-13 |  |  | Uskmouth |  | P | 0.010184 | 14 | 0 | 0.4 | 0.4 | 0 | 0 | 0 | 5.6 | 5.6 | F | F | T |  | 2020-04-01 | F | T
T_USKM-14 | Uskmouth 14 |  | Marble Power Limited | MARBLE | T | USKM-14 |  |  | Uskmouth |  | P | 0.010184 | 0 | 0 | 0.4 | 0.4 | 0 | 0 | 0 | 0 | 0 | F | F | T |  | 2020-04-01 | F | T
T_USKM-15 | Uskmouth 15 |  | Marble Power Limited | MARBLE | T | USKM-15 |  |  | Uskmouth |  | P | 0.010184 | 0 | -0.458 | 0.4 | 0.4 | 0 | -0.183 | -0.183 | 0 | 0 | F | F | T |  | 2020-04-01 | F | T
T_WBUGT-1 | West Burton GT 01 |  | EDF Energy (Thermal Generation | WBURTONB | T | WBUGT-1 |  |  | West Burton A&B Power Stations |  | P | 0.0075162 | 20 | 0 | 0.4 | 0.4 | 0 | 0 | 0 | 8 | 8 | F | F | T |  | 2020-04-01 | F | T
T_WBUGT-4 | West Burton GT 04 |  | EDF Energy (Thermal Generation | WBURTONB | T | WBUGT-4 |  |  | West Burton A&B Power Stations |  | P | 0.0075162 | 21 | 0 | 0.4 | 0.4 | 0 | 0 | 0 | 8.4 | 8.4 | F | F | T |  | 43922 | F | T
T_WBUPS-1 | West Burton Unit 01 |  | EDF Energy (Thermal Generation | WBURTONB | T | WBUPS-1 |  |  | West Burton A&B Power Stations |  | P | 0.0075162 | 484 | -30 | 0.4 | 0.4 | 0 | -12 | -12 | 193.6 | 193.6 | F | F | T |  | 43922 | F | T
T_WBUPS-2 | West Burton Unit 02 |  | EDF Energy (Thermal Generation | WBURTONB | T | WBUPS-2 |  |  | West Burton A&B Power Stations |  | P | 0.0075162 | 503.7 | -30 | 0.4 | 0.4 | 0 | -12 | -12 | 201.48 | 201.48 | F | F | T |  | 43922 | F | T
T_WBUPS-3 | West Burton Unit 03 |  | EDF Energy (Thermal Generation | WBURTONB | T | WBUPS-3 |  |  | West Burton A&B Power Stations |  | P | 0.0075162 | 503 | -30 | 0.4 | 0.4 | 0 | -12 | -12 | 201.2 | 201.2 | F | F | T |  | 43922 | F | T
T_WBUPS-4 | West Burton Unit 04 |  | EDF Energy (Thermal Generation | WBURTONB | T | WBUPS-4 |  |  | West Burton A&B Power Stations |  | P | 0.0075162 | 489 | -30 | 0.4 | 0.4 | 0 | -12 | -12 | 195.6 | 195.6 | F | F | T |  | 43922 | F | T
T_WBURB-1 | West Burton B Unit 1 |  | EDF Energy (Thermal Generation | WBURTONB | T | WBURB-1 |  |  | West Burton A&B Power Stations |  | P | 0.0075162 | 470 | -60 | 0.4 | 0.4 | 0 | -24 | -24 | 188 | 188 | F | F | T |  | 43922 | F | T
T_WBURB-2 | West Burton B Unit 2 |  | EDF Energy (Thermal Generation | WBURTONB | T | WBURB-2 |  |  | West Burton A&B Power Stations |  | P | 0.0075162 | 470 | 0 | 0.4 | 0.4 | 0 | 0 | 0 | 188 | 188 | F | F | T |  | 43922 | F | T
T_WBURB-3 | West Burton B Unit 3 |  | EDF Energy (Thermal Generation | WBURTONB | T | WBURB-3 |  |  | West Burton A&B Power Stations |  | P | 0.0075162 | 470 | -60 | 0.4 | 0.4 | 0 | -24 | -24 | 188 | 188 | F | F | T |  | 43922 | F | T
T_WBURB-41 | West Burton B Battery |  | EDF Energy (Thermal Generation | WBURTONB | T | WBURB-41 |  |  | West Burton A&B Power Stations |  | P | 0.0075162 | 31 | -30 | 0.4 | 0.4 | 0 | -12 | -12 | 12.4 | 12.4 | F | F | T |  | 43922 | F | T
T_WBURB-43 | West Burton B Battery |  | EDF Energy (Thermal Generation | WBURTONB | T | WBURB-43 |  |  | West Burton A&B Power Stations |  | P | 0.0075162 | 31 | -30 | 0.4 | 0.4 | 0 | -12 | -12 | 12.4 | 12.4 | F | F | T |  | 43922 | F | T
T_WDNSO-1 | West of Duddon Sands Offshore1 |  | Morecambe Wind Limited | MWLWODS1 | T | WDNSO-1 |  |  |  |  | P | -0.003449 | 191 | -5 | 0.4 | 0.4 | 0 | -2 | -2 | 76.4 | 76.4 | F | F | T |  | 43922 | F | T
T_WDNSO-2 | West of Duddon Sands Offshore2 |  | Morecambe Wind Limited | MWLWODS1 | T | WDNSO-2 |  |  |  |  | P | -0.003449 | 191 | -5 | 0.4 | 0.4 | 0 | -2 | -2 | 76.4 | 76.4 | F | F | T |  | 43922 | F | T
T_WHIHW-1 | Whiteside Hill WF |  | Whiteside Hill | WHWF1985 | T | WHIHW-1 |  |  |  |  | P | -0.019432 | 27.526 | -0.1 | 0.4 | 0.4 | 0 | -0.04 | -0.04 | 11.01 | 11.01 | F | F | T |  | 43922 | F | T
T_WHILW-1 | T_WHILW-1 |  | SP Renewables (UK) Limited | SPCRE01 | T | WHILW-1 |  |  |  |  | P | -0.019432 | 305 | -4 | 0.4 | 0.4 | 0 | -1.6 | -1.6 | 122 | 122 | F | F | T |  | 43922 | F | T
T_WHILW-2 | Whitelee Extension |  | SP Renewables (UK) Limited | SPCRE01 | T | WHILW-2 |  |  |  |  | P | -0.019432 | 206 | -3.5 | 0.4 | 0.4 | 0 | -1.4 | -1.4 | 82.4 | 82.4 | F | F | T |  | 43922 | F | T
T_WHISTLD-1 | HMNB Whistlefield | T_WHISTLD-1 | EDF Energy Customers Ltd | LENCO | T | WHTLD-1 |  |  |  |  | C | -0.03997 | 0 | -20 | 0.6714 | 0.6714 | 0 | -13.428 | -13.428 | 0 | 0 | F | F | F |  | 43922 | F | F
T_WILCT-1 | ETOL - Wilton Site |  | SembCorp Utilities (UK) Ltd | EAGLE2 | T | WILCT-1 |  |  |  |  | P | -0.0049666 | 182 | -120 | 0.4 | 0.4 | 0 | -48 | -48 | 72.8 | 72.8 | F | F | T |  | 43922 | F | T
T_WISTW-2 | Brockloch Rig 2 WF Exp A |  | BROCKLOCH RIG WINDFARM LTD | BRWLTD | T | WISTW-2 |  |  |  |  | P | -0.019432 | 61.5 | 0 | 0.4 | 0.4 | 0 | 0 | 0 | 24.6 | 24.6 | F | F | T |  | 43922 | F | T
T_WLNYO-2 | WALNEY_2 |  | Walney Offshore Windfarms Ltd | DONG003 | T | WLNYO-2 |  |  |  |  | P | -0.003449 | 183.6 | -2.517 | 0.4 | 0.4 | 0 | -1.007 | -1.007 | 73.44 | 73.44 | F | F | T |  | 43922 | F | T
T_WLNYO-3 | WALNEY_3 |  | Walney Extension Ltd | DONG012 | T | WLNYO-3 |  |  |  |  | P | -0.003449 | 330 | -3 | 0.4 | 0.4 | 0 | -1.2 | -1.2 | 132 | 132 | F | F | T |  | 43922 | F | T
T_WLNYO-4 | WALNEY_4 |  | Walney Extension Ltd | DONG012 | T | WLNYO-4 |  |  |  |  | P | -0.003449 | 330 | -3.949 | 0.4 | 0.4 | 0 | -1.58 | -1.58 | 132 | 132 | F | F | T |  | 43922 | F | T
T_WLNYW-1 | WALNEY_1 |  | Walney Offshore Windfarms Ltd | DONG003 | T | WLNYW-1 |  |  |  |  | P | -0.003449 | 182 | -2 | 0.4 | 0.4 | 0 | -0.8 | -0.8 | 72.8 | 72.8 | F | F | T |  | 43922 | F | T
T_WTMSO-1 | WESTERMOST_ROUGH |  | Westermost Rough Limited | DONG008 | T | WTMSO-1 |  |  |  |  | P | 0.0007867 | 205 | -40 | 0.4 | 0.4 | 0 | -16 | -16 | 82 | 82 | F | F | T |  | 43922 | F | T
T_WYLF-1 | T_WYLF-1 |  | NDA | MAGNOX | T | WYLF-1 |  |  | Wylfa Power Station |  | C | 0.0043578 | 0 | 0 | 0 | 0 | 0 | 0 | 0 | 0 | 0 | F | F | T |  | 43922 | F | F
T_WYLF-2 | T_WYLF-2 |  | NDA | MAGNOX | T | WYLF-2 |  |  | Wylfa Power Station |  | C | 0.0043578 | 0 | 0 | 0 | 0 | 0 | 0 | 0 | 0 | 0 | F | F | T |  | 43922 | F | F
T_WYLF-3 | T_WYLF-3 |  | NDA | MAGNOX | T | WYLF-3 |  |  | Wylfa Power Station |  | C | 0.0043578 | 0 | 0 | 0 | 0 | 0 | 0 | 0 | 0 | 0 | F | F | T |  | 43922 | F | F
T_WYLF-4 | T_WYLF-4 |  | NDA | MAGNOX | T | WYLF-4 |  |  | Wylfa Power Station |  | C | 0.0043578 | 0 | 0 | 0 | 0 | 0 | 0 | 0 | 0 | 0 | F | F | T |  | 43922 | F | F
T_WYLF-D1 | T_WYLF-D1 | #N/A | EDF Energy Customers Ltd | LENCO | T |  |  |  | Wylfa Power Station |  | C | 0.0043578 | 2 | -10 | 0.5905 | 0.5905 | 0 | -5.905 | -5.905 | 1.181 | 1.181 | F | F | F |  | 43922 | F | F
T_WYLF-D2 | T_WYLF-D2 | #N/A | EDF Energy Customers Ltd | LENCO | T |  |  |  | Wylfa Power Station |  | C | 0.0043578 | 2 | -10 | 0.4707 | 0.4707 | 0 | -4.707 | -4.707 | 0.941 | 0.941 | F | F | F |  | 43922 | F | F
T_WYLF-D3 | T_WYLF-D3 | #N/A | EDF Energy Customers Ltd | LENCO | T |  |  |  | Wylfa Power Station |  | C | 0.0043578 | 2 | -10 | 0.202 | 0.202 | 0 | -2.02 | -2.02 | 0.404 | 0.404 | F | F | F |  | 43922 | F | F
T__HYELT002 | UKAEA Culham Jet | T__HYELT002 | EDF Energy Customers Ltd | LENCO | T | CULJD-1 |  |  |  |  | C | 0.015874 | 0 | -14 | 0.0141 | 0.0141 | 0 | -0.197 | -0.197 | 0 | 0 | F | F | F |  | 43922 | F | F
T__KYELT003 | ASW tremorfa |  | AXPO UK LIMITED | EGLUK | T | TRMFD-1 |  |  |  |  | C | 0.010184 | 2 | -134 | 0.4571 | 0.4571 | 0 | -61.251 | -61.251 | 0.914 | 0.914 | F | F | T |  | 43922 | F | F
T__MYELT001 | Corus Aldwarke |  | Marble Power Limited | MARBLE | T | RHAMD-1 |  |  |  |  | C | 0.0007867 | 0 | -166.82 | 0.2217 | 0.2217 | 0 | -36.984 | -36.984 | 0 | 0 | F | F | T |  | 43922 | F | F
Note on A4: Nickerson, Rob: URL will change with each new version. Search Elexon site for "BM Unit Guidance" for latest version.
Note on F7: Nickerson, Rob: Type "T" is transmission connected. Type "M" is miscellaneous.

## NetaReports
BM Units from NetaReports
Data in columns 1 and 2 from http://www.netareports.com/data/elexon/ft.jsp?id=20
Remaining columns are calcualted data pulled back from other tabs.
Fuel type | BMU | BMU ID | BMU Type | Include | Annual demand | BM Unit Name (RefNMS) | BM Unit Name (Elexon) | Party Name (Elexon) | Node ID | Node Name | Zone | GSP Group
DEMAND | Anglesey Aluminium (T_ANGLD-1) | T_ANGLD-1 | T | Y | 29.45 | #REF! | Anglesey Aluminium Demand | 0 | #REF! | #REF! | #REF! | #REF!
DEMAND | ATMEL Tynemouth (T_NEE-TYN01) | T_NEE-TYN01 | T | N | #N/A | #REF! | #N/A | #N/A | #REF! | #REF! | #REF! | #REF!
DEMAND | Baglan Energy Park (T_BAGED-1) | T_BAGED-1 | T | Y | 34089.93 | #REF! | Baglan Energy Park | 0 | #REF! | #REF! | #REF! | #REF!
DEMAND | BP Grangemouth Demand (T_BPGRD-1) | T_BPGRD-1 | T | Y | 264286.32 | #REF! | T_BPGRD-1 | 0 | #REF! | #REF! | #REF! | #REF! | Grangemouth B (BP)
DEMAND | BP Grangemouth Demand (T_BPGRD-2) | T_BPGRD-2 | T | Y | 60514.16 | #REF! | T_BPGRD-2 | 0 | #REF! | #REF! | #REF! | #REF! | Grangemouth B (BP)
DEMAND | Caledonian Paper (T_MEADD-1) | T_MEADD-1 | T | Y | 58840.15 | #REF! | Caledonian Paper | 0 | #REF! | #REF! | #REF! | #REF! | Meadowhead (Caledonian Paper)
DEMAND | Exxon Mossmoran (T_EXMOSSD-1) | T_EXMOSSD-1 | T | Y | 29346.97 | #REF! | Exxon Mossmoran | 0 | #REF! | #REF! | #REF! | #REF! | Mossmoran Exxon
DEMAND | Grain LNG Terminal (T_GLNG) | T_GLNG | T | Y | 60375.95 | #REF! | Grain LNG Terminal | 0 | #REF! | #REF! | #REF! | #REF!
DEMAND | HMNB Whistlefield (T_WHISTLD-1) | T_WHISTLD-1 | T | Y | 45850.93 | #REF! | HMNB Whistlefield | T_WHISTLD-1 | #REF! | #REF! | #REF! | _N | MOD Harestanes Whistlefield
DEMAND | St Fergus Compressor 1 (T_SFGSD-1) | T_SFGSD-1 | T | Y | 36922.52 | #REF! | St Fergus Compressor | 0 | #REF! | #REF! | #REF! | #REF!
DEMAND | St Fergus Compressor 2 (T_SFGSD-2) | T_SFGSD-2 | T | Y | 36211.92 | #REF! | St Fergus Compressor | 0 | #REF! | #REF! | #REF! | #REF!
DEMAND | St. Fergus Mobil (T_STFERGD-1) | T_STFERGD-1 | T | Y | 25767.57 | #REF! | St. Fergus Mobil | 0 | #REF! | #REF! | #REF! | #REF!
DEMAND | Unknown (E_BROUD-1) | E_BROUD-1 | E | N | 223063.23 | #REF! | #N/A | #N/A | #REF! | #REF! | #REF! | #REF!
DEMAND | Unknown (T_BAGTD-1) | T_BAGTD-1 | T | Y | 9227.04 | #REF! | T_BAGTD-1 | T_BAGTD-1 | #REF! | #REF! | #REF! | #REF! | Bathgate (Network Rail)
DEMAND | Unknown (T_DALRD-1) | T_DALRD-1 | T | Y | 14731.75 | #REF! | T_DALRD-1 | T_DALRD-1 | #REF! | #REF! | #REF! | #REF! | Dalreoch (Network Rail)
DEMAND | Unknown (T_ECCFD-1) | T_ECCFD-1 | T | Y | 5195.64 | #REF! | T_ECCFD-1 | T_ECCFD-1 | #REF! | #REF! | #REF! | #REF! | Ecclefechan (Network Rail)
DEMAND | Unknown (T_EGLSD-1) | T_EGLSD-1 | T | Y | 21776.48 | #REF! | T_EGLSD-1 | T_EGLSD-1 | #REF! | #REF! | #REF! | #REF! | Eglington Street (Network Rail)
DEMAND | Unknown (T_ELSTR-1) | T_ELSTR-1 | T | Y | 24924.81 | #REF! | T_ELSTR-1 | T_ELSTR-1 | #REF! | #REF! | #REF! | #REF!
DEMAND | Unknown (T_ELVAD-1) | T_ELVAD-1 | T | Y | 10072.33 | #REF! | T_ELVAD-1 | T_ELVAD-1 | #REF! | #REF! | #REF! | #REF! | Elvanfoot (Network Rail)
DEMAND | Unknown (T_GOWKD-1) | T_GOWKD-1 | T | Y | 17961.17 | #REF! | T_GOWKD-1 | T_GOWKD-1 | #REF! | #REF! | #REF! | #REF! | Gowkthrapple (Network Rail)
DEMAND | Unknown (T_INWID-1) | T_INWID-1 | T | Y | 5212.25 | #REF! | T_INWID-1 | T_INWID-1 | #REF! | #REF! | #REF! | #REF! | Innerwick (Network Rail)
DEMAND | Unknown (T_MARMD-1) | T_MARMD-1 | T | Y | 5291.87 | #REF! | T_MARMD-1 | T_MARMD-1 | #REF! | #REF! | #REF! | #REF! | Marshall Meadows (Network Rail)
DEMAND | Unknown (T_MOSED-1) | T_MOSED-1 | T | Y | 79194.51 | #REF! | T_MOSED-1 | 0 | #REF! | #REF! | #REF! | #REF! | Mossmorran Shell
DEMAND | Unknown (T_PARHD-1) | T_PARHD-1 | T | Y | 8979.83 | #REF! | T_PARHD-1 | T_PARHD-1 | #REF! | #REF! | #REF! | #REF! | Carntyne / Parkhead (Network Rail)
DEMAND | Unknown (T_POOBD-1) | T_POOBD-1 | T | Y | 10153.88 | #REF! | T_POOBD-1 | T_POOBD-1 | #REF! | #REF! | #REF! | #REF! | Portobello (Network Rail)
DEMAND | Unknown (T_PORGD-1) | T_PORGD-1 | T | Y | 3492.49 | #REF! | T_PORGD-1 | T_PORGD-1 | #REF! | #REF! | #REF! | #REF! | Port Glasgow (Network Rail)
DEMAND | Unknown (T_SACOD-1) | T_SACOD-1 | T | Y | 9198.56 | #REF! | T_SACOD-1 | T_SACOD-1 | #REF! | #REF! | #REF! | #REF! | Saltcoats / South Beach (Network Rail)
RAIL | Acton Lane London Underground (M_ACTLLU_C) | M_ACTLLU_C | M | Y | 21540.76 | #REF! | #N/A | #N/A | #REF! | #REF! | #REF! | #REF!
RAIL | Barking Channel Tunnel Rail Link (T_BARK-CTRL) | T_BARK-CTRL | T | Y | 49663.22 | #REF! | Barking Chnl Tunnel RLink | 0 | #REF! | #REF! | #REF! | #REF!
RAIL | Barking Network Rail (T_BARK_NR) | T_BARK_NR | T | Y | 7220.66 | #REF! | Barking NR | T_BARK_NR | #REF! | #REF! | #REF! | #REF!
RAIL | Brereton, Network Rail (T_BRER_RTK) | T_BRER_RTK | T | Y | 27694.61 | #REF! | Brereton, Network Rail | T_BRER_RTK | #REF! | #REF! | #REF! | #REF!
RAIL | Didcot - Foxhall 1 (T_FOXJD-1) | T_FOXJD-1 | T | Y | 5.59 | #REF! | Didcot - Foxhall 1 | T_FOXJD-1 | #REF! | #REF! | #REF! | #REF!
RAIL | Didcot - Foxhall 2 (T_FOXJD-2) | T_FOXJD-2 | T | Y | 2.59 | #REF! | Didcot - Foxhall 2 | T_FOXJD-2 | #REF! | #REF! | #REF! | #REF!
RAIL | Harker Network Rail (T_HARK_NR) | T_HARK_NR | T | Y | 11234.28 | #REF! | Harker NR | T_HARK_NR | #REF! | #REF! | #REF! | #REF!
RAIL | Network Rail - Bushey (T_BUSH_RTK) | T_BUSH_RTK | T | Y | 29287.94 | #REF! | Bushey Railtrack | T_BUSH_RTK | #REF! | #REF! | #REF! | #REF!
RAIL | Network Rail - Correys Mill (T_CORM_RTK) | T_CORM_RTK | T | Y | 47125.99 | #REF! | Corey's Mill | T_CORM_RTK | #REF! | #REF! | #REF! | #REF!
RAIL | Network Rail Frodsham (T_FROD_NR) | T_FROD_NR | T | Y | 23020.83 | #REF! | Network Rail Frodsham | T_FROD_NR | #REF! | #REF! | #REF! | #REF!
RAIL | Network Rail - Leighton Buzzard (T_LBUZ_RTK) | T_LBUZ_RTK | T | Y | 51174.41 | #REF! | LEIGHTON BUZZARD | T_LBUZ_RTK | #REF! | #REF! | #REF! | #REF!
RAIL | Network Rail - Long Buckby Wharf (T_LONGB-RTK) | T_LONGB-RTK | T | Y | 22496.84 | #REF! | Long Buckby Wharf | T_LONGB-RTK | #REF! | #REF! | #REF! | #REF!
RAIL | Network Rail Oxenholme (T_OXEN_NR) | T_OXEN_NR | T | Y | 8050.48 | #REF! | Network Rail Oxenholme | T_OXEN_NR | #REF! | #REF! | #REF! | #REF!
RAIL | Railtrack - Patford Bridge (T_PATB_RTK) | T_PATB_RTK | T | Y | 17708.58 | #REF! | Patford Bridge | T_PATB_RTK | #REF! | #REF! | #REF! | #REF!
RAIL | Railtrack - Poppleton (T_POPP_3RTK) | T_POPP_3RTK | T | Y | 7783.35 | #REF! | Poppleton (Railtrack) | T_POPP_3RTK | #REF! | #REF! | #REF! | #REF!
RAIL | Sellinge High speed rail link (T_SELL-1) | T_SELL-1 | T | Y | 25181.76 | #REF! | BM Unit for Sellindge | 0 | #REF! | #REF! | #REF! | #REF!
RAIL | Singlewell High Speed rail Link (T_SINGL1) | T_SINGL1 | T | Y | 20775.35 | #REF! | BM Unit for Singlewell | 0 | #REF! | #REF! | #REF! | #REF!
CHEMICAL | Baglan Bay Chemicals (E_BAGL-1) | E_BAGL-1 | E | N | #N/A | #REF! | #N/A | #N/A | #REF! | #REF! | #REF! | #REF!
CHEMICAL | Castner Kellner (Ineos Chlor) (T_CASKD-1) | T_CASKD-1 | T | Y | 294729.6 | #REF! | Castner Kellner | 0 | #REF! | #REF! | #REF! | #REF!
CHEMICAL | Wilton Demand (T_WILCT-1) | T_WILCT-1 | T | Y | -38434.15 | #REF! | ETOL - Wilton Site | 0 | #REF! | #REF! | #REF! | #REF!
STEEL | British Steel Engineering Steels - Rotherham (T__MYELT001) | T__MYELT001 | T | Y | 87690.73 | #REF! | Corus Aldwarke | 0 | #REF! | #REF! | #REF! | #REF!
STEEL | Corus Dalzell (T_RAVED-1) | T_RAVED-1 | T | Y | 3043.73 | #REF! | Corus Dalzell | 0 | #REF! | #REF! | #REF! | #REF! | Ravenscraig B (BSC)
STEEL | Grangetown Steelworks (M_GRTO) | M_GRTO | M | Y | 13773.55 | #REF! | #N/A | #N/A | #REF! | #REF! | #REF! | #REF!
STEEL | Llanwern Steelworks (T_LLWSD-1) | T_LLWSD-1 | T | Y | 66951.61 | #REF! | T_LLWSD-1 | 0 | #REF! | #REF! | #REF! | #REF!
STEEL | Sheerness Steel (Gaz de France Marketing Ltd) (2__JRWED001) | 2__JRWED001 | 2 | N | #N/A | #REF! | #N/A | #N/A | #REF! | #REF! | #REF! | #REF!
STEEL | Sheerness Steel (nPower Limited) (2__JNATP001) | 2__JNATP001 | 2 | N | #N/A | #REF! | #N/A | #N/A | #REF! | #REF! | #REF! | #REF!
STEEL | Sheerness Steel (nPower Yorkshire Supply Ltd) (2__JYELG001) | 2__JYELG001 | 2 | N | #N/A | #REF! | #N/A | #N/A | #REF! | #REF! | #REF! | #REF!
STEEL | Stocksbridge Steel Works (T__MYELT004) | T__MYELT004 | T | N | #N/A | #REF! | #N/A | #N/A | #REF! | #REF! | #REF! | #REF!
STEEL | Templeborough BOC (M_TEMP) | M_TEMP | M | Y | 69886.48 | #REF! | #N/A | #N/A | #REF! | #REF! | #REF! | #REF!
STEEL | Tinsley Park Steelworks (T_TINSD-1) | T_TINSD-1 | T | Y | 87895.75 | #REF! | T_TINSD-1 | 0 | #REF! | #REF! | #REF! | #REF!
STEEL | Tod Point Steelworks (T_TODSD-1) | T_TODSD-1 | T | Y | 27326.4 | #REF! | BS Tod Point Supply | T_TODSD-1 | #REF! | #REF! | #REF! | #REF!
STEEL | Tremorfa Steelworks (T__KYELT003) | T__KYELT003 | T | Y | 204392.3 | #REF! | ASW tremorfa | 0 | #REF! | #REF! | #REF! | #REF!
Chapelcross Directs
Bonnybridge (Network Rail)
Note on F9: Nickerson, Rob: Believed to be closed: http://news.bbc.co.uk/1/hi/england/tyne/7035059.stm
Note on N16: Nickerson, Rob: Corrected to Scotland South (as agreed by TOs).
Note on F62: Nickerson, Rob: Seems to have been restructured (closing the BM Unit): https://en.wikipedia.org/wiki/Stocksbridge#Steel_industry

## FLOP Zones
FLOP Zones from National Grid ESO's Network Capability Electricity team
Elexon GSP id | Flopzone |  | Changes applied ETYS 2020/21 (April 2020), either new GSPs or altered Flop zones, as advised by Richard Proctor.
ABNE_P | T4
ABTH_1 | H2
ABHA1 | F6
ACTL_C | A7
ACTL_2 | A7
ALNE_P | T5
ALST_3 | H2
ALVE1 | F6
AMEM_1 | A6
ARBR_P | T4
ARDK_P | T3
ARMO_P | T1
AXMI1 | E1
AYRR | S6
BAIN | S5
BARKC1 | A1
BARKW3 | A1
BAGA | S5
BEAU_P | T1
BEDDT1 | A8
BEDD_1 | A8
BESW_1 | L3
BERB_P | T1
BERW | S6
BICF_1 | K4
BIRK_1 | N3
BISW_1 | L2
BLYTB1 | Q6
BLYTH132 | Q6
BOAG_P | T1
BOLN_1 | B1
BONN | S5
BOTW_1 | B2
BRAC_P | T4
BRAW_1 | P1
BRAP | S6
BRAI_1 | J8
BRFO_1 | J5
BRLE_1 | B4
BRED_1 | N2
BRID_P | T4
BRWA1 | E7
BRIM_1 | A3
BROA_P | T1
BROR_P | T5
BROX | S6
BUMU_P | T4
BURM_1 | J7
BUSH_1 | L2
BUST_1 | L3
CAIF_P | T2
CAMB_01 | P4
CBNK_H | A7
CANTN1 | C7
CAPEA1 | N3
CARE_1 | H2
CATY | S6
CAAD_P | T3
CARR_1 | N2
CAFA | S6
CASS_P | T5
CEAN_P | T1
CELL_1 | L5
CHAP | S6
CHAR_P | T4
CHAS | S6
CHSI_1 | A8
CHTE_1 | P3
CHIC_1 | E1
CITR_1 | A7
CLAC_P | T3
CLT03 | J5
CLAY_P | T2
CLYM | S6
COAT | S6
COCK | S6
CONQA1 | M5
COUA_P | T4
COVE_1 | L3
COWL_1 | D6
COYL | S6
CRAI_P | T2
CREB_1 | P8
CROO | S6
CUMB | S5
CUPA | S5
CURR | S6
DALL_P | T1
DALM3 | S6
DEVM | S6
DEVO | S5
DEWP | S6
DOUN_P | T5
DRAK_1 | L2
DRAX_1 | P4
DRUM | S5
DRCR | S5
DUDH_P | T4
DUMF | S6
DUNB | S6
DUBE_P | T5
DUNF | S5
DUNO_P | S5
DUGR_P | T1
DYCE_P | T2
EALI_6 | A7
EAST | S6
ECLA_1 | D4
ECLA_H | D4
EKIL | S6
EKIS | S6
EERH | S6
EASO_1 | J4
ECCL | S6
ELDE | S6
ELGI_P | T1
ELLA_1 | P1
ELST_1 | A6
ENDE_1 | L8
ERSK | S6
EXET1 | F6
FASN_P | T1
FAWL_1 | B2
FECK_6 | L3
FERRA2 | P5
FERRB1 | P5
FERRB_M | P6
FETT_P | T2
FIDD_P | T2
FIDF_1 | N1
FINN | S5
FLEE_1 | B3
FAUG_P | T1
FWIL_P | T1
FOUR_1 | Q8
FRAS_P | T2
FROD_1 | N3
GALA | S6
GIFF | S6
GLAG_P | T4
GLEF_P | T1
GLLE | S6
GLLU | S6
GLNI | S5
GLRO | S5
GORG | S6
GOVA | S6
GRMO | S6
GREE_H | A7
GREN_1 | J6
GRIW_1 | P7
GRUB_P | T1
HACK_1 | A1
HACK_6 | A1
HAGR | S6
HAMHC1 | L3
HARG_P | T1
HARK_1 | Q8
HARM_6 | Q4
HAWI | S6
HAWP_6 | Q4
HELE | S5
HEYS_1 | R5
HEYS1 | R5
HUER | S6
HURS_1 | A8
HUTT_1 | R6
IMPK_1 | H6
INDQ1 | F6
INKE | S5
INNE_P | T1
IROA1 | G5
IRONB1 | L5
ISLI_1 | A7
IVER_1 | A6
IVER_6 | A6
JOHN | S6
JORD_3 | P3
KAIM | S6
KEAD_1 | P8
KEAR_1 | N4
KEAR_3 | N4
KEIT_P | T1
KEMS_1 | C3
KEOO | S6
KILB | S6
KIER | S5
KIIN_P | T4
KILS | S6
KILT | S6
KILW | S6
KINO_1 | C2
KINL_P | T1
KINT_P | T2
KIBY_1 | N1
KIBY_G | N1
KIRKB1 | P1
KITW_1 | L2
KNAR | P2
LACK_6 | Q2
LAIR_P | T5
LALE1SG003 | A6
LAND1 | F6
LEGA_1 | M4
LEVE | S5
LINM | S6
LISD_1 | N1
LITT_C | A8
LITT_J | A8
LING | S6
LODR_6 | A7
LOUD_H | A6
LOVE_1 | B2
LUNA_P | T4
LYND_P | T4
MACC_3 | N6
MACD_P | T1
MANN_1 | E1
MAGA_6 | H1
MAYB | S6
MELK_1 | G6
MILH_1 | A6
MILC_P | T4
MITY_1 | G6
MYBS_P | T5
NAIR_P | T1
NECE_1 | L3
NEEP_3 | P3
NEWX_6 | A4
NEAR | S6
NETS | S6
NINF_1 | B1
NHYD_6 | A6
NFLE | C2
NORT_1 | Q4
NORL_3 | P3
NORM_1 | J3
NURS_1 | B2
OCKH_1 | L2
OFFE_3 | Q4
OLDB_1 | L2
ORMO | R5
ORRI_P | T1
OSBA_1 | P6
PADIB1 | N5
PAIS | S6
PART | S5
PELH_1 | D5
PEMB_1 | H6
PENN_1 | L1
PENT_1 | M6
PENE_1 | R4
PENW_1 | R4
PERI_H | A7
PERS_P | T2
PEHG_P | T2
PEHS_P | T2
PITS_3 | P3
POPP_3 | P2
PORA_P | T3
PORD | S5
POOB | S6
PYLE_1 | H1
QUOI_P | T1
RAIN_1 | N1
RANN_P | T4
RASS_1 | H6
RATS_1 | L7
RAVE | S6
RAYL_1 | C5
REBR_3 | A1
REDH | S5
REDM_P | T2
RICH_J | C7
RICH1 | C7
RRIG | Q8
ROCH_1 | N4
RUGEB1 | L5
RYEH_1 | A9
SACO | S6
SALT_1 | P8
SALH_1 | Q2
SEAB1 | G7
SELL_1 | C4
SHEC_3 | P3
SALL1 | J3
SHIN_P | T5
SHRW_1 | L5
SHRU | S6
SIGH | S6
SKLGB1 | P1
SLOY_P | T3
SMAN_1 | N2
SSHI_3 | Q4
SPAV | S6
SPEN_1 | Q7
SANX | S6
SFEG_P | T2
SFIL_P | T4
SJOW_1 | A7
SASA | M6
STAL_1 | N7
STAH_1 | R4
STAY_1 | K5
STEN_1 | Q5
STES_1 | Q5
STOR_P | T1
STIR | S5
SBAR | L7
STHA | S6
STLE | S5
STRI_P | T2
SUND_1 | D4
SWAN_1 | H6
TARL_P | T2
TAUN1 | E8
TAYN_P | T3
TELR | S6
TEMP_3 | P3
THOM_6 | P6
THUR_6 | P3
THSO_P | T5
TILBB_1 | C1
TONG | S6
TOTT_1 | A1
TOWH | S5
TRAW_1 | M7
TUMB_P | T4
TYNE_1 | Q4
TYNE_2 | Q4
UPPB_1 | H2
UPPB_3 | H2
USKM_1 | H2
WALH_1 | G1
WABO | R4
WALP_1 | J1
WALP_B | J1
WARL_1 | C6
WASF_1 | N1
WATFS_1 | A6
WBOL_6 | Q4
WBUR_1 | K6
WGEO | S5
WHAM_1 | A1
WMEL_1 | P3
WTHU31 | A1
WWEY_1 | A8
WFIE | S5
WHGA_1 | N4
WHHO | S6
WIEN_1 | L2
WISD_1 | A7
WISD_6 | A7
WILL_1 | L5
WIOW_P | T2
WIMBN1 | A4
WIMBS1 | A4
WIBA_3 | P3
WISH | S6
WOHI_P | T2
WYLF_1 | M8
WYMOM_1 | D5 | Dumfries 11
G_EXTRA_1 | S6 | Dumfries 33
G_EXTRA_2 | S6 | Dumfries ICI
G_EXTRA_3 | S6 | Grangemouth A
G_EXTRA_4 | S6 | Grangemouth C
G_EXTRA_5 | S6 | Kilbowie 11
G_EXTRA_6 | S5 | Kilbowie 33
G_EXTRA_7 | S5 | Saltcoats A
G_EXTRA_8 | S6 | Saltcoats C
G_EXTRA_9 | S6 | Crookston A
G_EXTRA_10 | S6 | Crookston B
G_EXTRA_11 | S6
G_EXTRA_13 | T2
G_EXTRA_15 | S6
G_EXTRA_16 | S6
DUNB_A | S6
DUNB_B | S6

## Supplementary ->
supplementary

## LatLon
Location look-up
Based on a combination of all the location data we gathered previously (best estimates, not "official" data).
See T:\ESP\EM\Forecasting\2018\DxGen\Archive\2018 GSPs.xlsx
GSP | Lat | Lon
Shetland | 60.2758 | -1.2759
Orrin | 57.5537 | -4.6163
Scorradale | 58.9335 | -3.1915
Dounreay | 58.5759 | -3.7535
Thurso | 58.5722 | -3.5094
Mybster | 58.4449 | -3.4219
Dunbeath | 58.2529 | -3.4298
Stornoway | 58.2034 | -6.3736
Lairg | 58.0081 | -4.395
Shin | 57.9382 | -4.404
Alness | 57.7081 | -4.2742
Fraserburgh | 57.6862 | -2.024
Elgin | 57.6623 | -3.3172
Macduff | 57.6594 | -2.491
Grudie Bridge | 57.6145 | -4.8299
Strichen | 57.5862 | -2.07
St Fergus Gas | 57.5788 | -1.8413
Nairn | 57.574 | -3.8445
Dallas | 57.5568 | -3.4205
Ardmore | 57.5544 | -6.645
Keith | 57.5376 | -2.9327
Peterhead Shell | 57.5079 | -1.7843
Peterhead Grange | 57.5046 | -1.7841
Berry Burn | 57.5041 | -3.5994
Beauly | 57.4676 | -4.4898
Inverness | 57.452 | -4.2414
Dunvegan | 57.4279 | -6.531
Glenfarclas | 57.416 | -3.316
Loch Carnan | 57.3646 | -7.2707
Fasnakyle | 57.3228 | -4.7894
Boat Of Garten | 57.2493 | -3.723
Broadford | 57.2479 | -5.9358
Kintore | 57.2129 | -2.374
Dyce | 57.2114 | -2.181
Persley | 57.1741 | -2.1384
Ceannacroc | 57.154 | -4.9367
Willowdale | 57.1538 | -2.0971
Tarland | 57.1515 | -2.788
Clayhills | 57.1402 | -2.0986
Fort Augustus | 57.1366 | -4.7145
Redmoss | 57.1084 | -2.0916
Quoich | 57.0695 | -5.1077
Fetteresso | 56.9646 | -2.3474
Fiddes | 56.921 | -2.292
Fort William | 56.8193 | -5.0743
Bridge Of Dun | 56.7204 | -2.5566
Kinlochleven | 56.7136 | -4.95
Tummel Bridge | 56.7064 | -4.0162
Rannoch | 56.6902 | -4.3987
Lunanhead | 56.6544 | -2.865
Arbroath | 56.5639 | -2.619
Cassley | 56.5421 | -4.5167
Coupar Angus | 56.5381 | -3.273
Lyndhurst | 56.4811 | -3.017
Killin | 56.4754 | -4.3245
Charleston | 56.4738 | -3.0448
Milton Of Craigie | 56.4686 | -2.917
Glenagnes | 56.4572 | -2.99
St Fillans | 56.4346 | -4.0653
Taynuilt | 56.4301 | -5.214
Burghmuir | 56.3967 | -3.4875
Fernoch | 56.3464 | -5.2423
Abernethy | 56.3395 | -3.2938
Cupar | 56.3142 | -3.035
Ardkinglas | 56.2872 | -4.9555
Clachan | 56.2771 | -4.922
Braco | 56.2761 | -3.8777
Sloy | 56.2464 | -4.704
Leven | 56.2078 | -2.9972
Glenrothes | 56.204 | -3.1963
Westfield | 56.1628 | -3.2959
Redhouse | 56.1453 | -3.148
Devonside | 56.1373 | -3.7792
Stirling | 56.1157 | -3.9146
Glenniston | 56.1084 | -3.2671
Dunfermline | 56.0896 | -3.4489
Inverkeithing | 56.0422 | -3.3895
Port Ann | 56.026 | -5.35
Bainsford | 56.0138 | -3.7677
Bonnybridge | 56.0071 | -3.8603
Grangemouth | 56.0018 | -3.6893
Dunbar | 55.9766 | -2.5727
Dunoon | 55.9746 | -4.94
Telford Road | 55.9615 | -3.2413
Portobello | 55.9523 | -3.1225
Cumbernauld | 55.947 | -3.9638
Strathleven | 55.9469 | -4.5761
Devol Moor | 55.9274 | -4.6768
Sighthill | 55.9257 | -3.3
Broxburn | 55.9193 | -3.4534
Kilbowie | 55.9189 | -4.4101
Livingston East | 55.9074 | -3.5068
Drumcross | 55.9065 | -3.5876
Killermont | 55.9033 | -4.3099
Linmill | 55.9031 | -4.2568
Bathgate | 55.9004 | -3.6739
Kaimes | 55.8905 | -3.1634
Port Dundas | 55.8731 | -4.2538
Carntyne | 55.857 | -4.1966
Charlotte Street | 55.8551 | -4.239
Coatbridge | 55.8514 | -4.0134
Johnstone | 55.8443 | -4.5041
Dalmarnock | 55.8386 | -4.2083
Westburn Road | 55.8224 | -4.1493
Newarthill | 55.8213 | -3.936
Crookston | 55.8211 | -4.3643
Giffnock | 55.798 | -4.2977
East Kilbride | 55.7849 | -4.1916
Berwick | 55.7774 | -2.0787
Wishaw | 55.7642 | -3.9288
Strathaven | 55.7526 | -4.0802
Hunterston Farm | 55.7432 | -4.8635
E Kilbride South | 55.7395 | -4.1611
Eccles | 55.6681 | -2.3277
Kilwinning | 55.664 | -4.6781
Saltcoats | 55.646 | -4.7938
Galashiels | 55.6078 | -2.7665
Kilmarnock Town | 55.5931 | -4.487
Carradale | 55.5903 | -5.5023
Kilmarnock South | 55.5796 | -4.456
Coylton | 55.4471 | -4.429
Hawick | 55.4282 | -2.791
Maybole | 55.337 | -4.677
Kendoon | 55.1608 | -4.1805
Carsfad | 55.1435 | -4.1893
Blyth 132Kv | 55.1411 | -1.5307
Earlston | 55.1102 | -4.1693
Glenlee | 55.0972 | -4.181
Dumfries | 55.0619 | -3.583
Spadeadam | 55.0263 | -2.6068
Tynemouth | 55.0231 | -1.5016
Chapelcross | 55.0135 | -3.2211
Fourstones | 55.0123 | -2.1634
Stella North | 54.9781 | -1.7245
Stella South | 54.9744 | -1.7325
Newton Stewart | 54.9484 | -4.491
Harker | 54.9415 | -2.9644
West Boldon | 54.9401 | -1.472
Offerton | 54.8808 | -1.458
Glenluce | 54.8766 | -4.798
Tongland | 54.8545 | -4.026
Hawthorn Pit Grid | 54.805 | -1.4051
Spennymoor | 54.7055 | -1.5548
Hartmoor | 54.7005 | -1.292
Saltholme | 54.6055 | -1.2378
Norton | 54.5928 | -1.3672
Lackenby | 54.5677 | -1.1334
Hutton | 54.2978 | -2.6721
Heysham | 54.0323 | -2.8911
Knaresborough | 54.0312 | -1.4878
Poppleton | 53.9751 | -1.1316
Osbaldwick | 53.9564 | -1.0243
Stanah | 53.8797 | -2.9898
Bradford West | 53.8101 | -1.867
Kirkstall B | 53.8062 | -1.598
Creyke Beck | 53.8007 | -0.41528
Padiham | 53.7945 | -2.3274
Skelton Grange | 53.7769 | -1.4968
Penwortham East | 53.7443 | -2.7551
Saltend North | 53.742 | -0.23849
Drax | 53.7325 | -0.99257
Camblesforth | 53.7295 | -1.0008
Ferrybridge A | 53.7173 | -1.2849
Elland | 53.6939 | -1.8237
Rochdale | 53.622 | -2.2169
Keadby | 53.5981 | -0.7562
Thorpe Marsh | 53.5756 | -1.0891
Grimsby West | 53.5653 | -0.15231
Washway Farm | 53.5626 | -2.8195
Kearsley | 53.5373 | -2.3585
Whitegate | 53.5287 | -2.1672
West Melton | 53.5019 | -1.3785
Stalybridge | 53.4917 | -2.0443
Kirkby | 53.4693 | -2.8495
Carrington | 53.4359 | -2.4086
Bold | 53.434 | -2.6944
Rainhill | 53.4213 | -2.7388
South Manchester | 53.4203 | -2.2763
Lister Drive | 53.4186 | -2.9243
Wincobank | 53.4159 | -1.4139
Wylfa | 53.4152 | -4.4803
Bredbury | 53.4152 | -2.1313
Templeborough 275/33Kv | 53.4121 | -1.3858
Neepsend | 53.4067 | -1.4885
Thurcroft | 53.4049 | -1.2685
Sheffield City | 53.3747 | -1.4785
Fiddlers Ferry | 53.3713 | -2.6891
Birkenhead | 53.3658 | -3.0627
West Burton 132Kv | 53.3592 | -0.80942
Frodsham - Rocksavage | 53.315 | -2.725
Frodsham | 53.3095 | -2.7168
Frodsham - Ince | 53.2777 | -2.8112
Capenhurst | 53.2688 | -2.9492
Macclesfield | 53.2688 | -2.1215
Connahs Quay | 53.2275 | -3.0727
Chesterfield 132Kv | 53.2246 | -1.3889
Pentir | 53.187 | -4.1596
Staythorpe 132Kv | 53.0775 | -0.86897
Cellarhead 132Kv | 53.0411 | -2.0858
Legacy | 53.0285 | -3.0538
Bicker Fen 132Kv | 52.9308 | -0.22116
Trawsfynydd | 52.9289 | -3.9506
Ratcliffe 132Kv | 52.8637 | -1.256
Willington 132Kv | 52.8561 | -1.5488
Drakelow 132Kv | 52.7719 | -1.6548
Rugeley 132Kv | 52.7567 | -1.915
Walpole | 52.7266 | 0.1981
Shrewsbury 132Kv | 52.709 | -2.6928
Bushbury 132Kv | 52.637 | -2.1157
Ironbridge 132Kv | 52.632 | -2.5143
Enderby 132Kv | 52.5976 | -1.2171
Willenhall 132Kv | 52.5768 | -2.0598
Norwich | 52.5741 | 1.2719
Penn 132Kv | 52.5569 | -2.2098
Bustleholm 132Kv | 52.553 | -1.964
Ocker Hill 132Kv | 52.541 | -2.0331
Lea Marston 132Kv | 52.5287 | -1.7087
Nechells 132Kv | 52.5068 | -1.8523
Oldbury 132Kv | 52.4986 | -2.0238
Coventry 132Kv | 52.4555 | -1.464
Kitwell 132Kv | 52.4308 | -2.0139
Berkswell 132Kv | 52.3858 | -1.6155
Bishops Wood 132Kv | 52.3125 | -2.2427
Burwell | 52.2801 | 0.31206
Feckenham 132Kv | 52.2522 | -1.9738
Grendon 132Kv | 52.2431 | -0.72892
Eaton Socon | 52.2149 | -0.30253
Bramford | 52.0713 | 1.0621
Sundon | 51.9364 | -0.50301
Pelham | 51.9351 | 0.11679
East Claydon 132Kv | 51.9272 | -0.90826
Wymondley | 51.9271 | -0.25023
Port Ham 132Kv | 51.8716 | -2.2662
Braintree | 51.8654 | 0.57604
Rassau 132Kv | 51.8083 | -3.2268
Rye House | 51.7581 | 0.0034608
Cowley | 51.7115 | -1.1905
Swansea North 132Kv | 51.6827 | -3.961
Pembroke 132Kv | 51.6821 | -4.9904
Amersham | 51.6651 | -0.65635
Brimsdown | 51.6635 | -0.024885
Elstree | 51.6615 | -0.34547
Watford South | 51.6423 | -0.40509
Mill Hill | 51.618 | -0.20954
Minety | 51.6077 | -2.0026
Tottenham | 51.6038 | -0.048684
Rayleigh | 51.5941 | 0.56644
Redbridge | 51.5885 | 0.043038
Upperboat 132Kv | 51.5741 | -3.3004
Iron Acton 132Kv | 51.569 | -2.4813
Hackney 132Kv | 51.5595 | -0.044431
Warley | 51.5528 | 0.30138
Uskmouth 132Kv | 51.5471 | -2.9786
Iver 132 | 51.5441 | -0.49889
Seabank 132 Kv | 51.5363 | -2.6705
Pyle 132Kv | 51.5358 | -3.6877
Willesden 132Kv | 51.5342 | -0.25792
City Road | 51.5307 | -0.0958
Lodge Road | 51.5284 | -0.17053
St Johns Wood | 51.5271 | -0.17175
West Ham | 51.5196 | 0.00084503
Barking C 132Kv | 51.5165 | 0.10696
Ealing | 51.5016 | -0.29676
Cardiff East | 51.4948 | -3.1454
New Cross 132Kv | 51.4846 | -0.059528
West Thurrock | 51.471 | 0.28801
Littlebrook | 51.4647 | 0.23921
Tilbury 1&7 | 51.4601 | 0.39053
Hurst | 51.4326 | 0.15462
Wimbledon 1&2 132Kv | 51.4311 | -0.18915
Northfleet | 51.428 | 0.32973
Laleham | 51.4238 | -0.47057
Kingsnorth | 51.42 | 0.59622
Melksham | 51.3944 | -2.1508
Aberthaw 132Kv | 51.3852 | -3.4033
Beddington | 51.3731 | -0.12843
Kemsley | 51.3673 | 0.74064
West Weybridge | 51.348 | -0.48908
Chessington | 51.3434 | -0.32335
Bramley (Fleet) | 51.2513 | -0.88337
Bramley (Ando-That) | 51.3361 | -1.0773
Canterbury | 51.2923 | 1.0942
Bridgwater 132 Kv | 51.1174 | -2.9698
Sellindge | 51.106 | 0.9723
Taunton 132 Kv | 51.017 | -3.1551
Alverdiscott 132 Kv | 51.0057 | -4.1375
Bolney | 50.9744 | -0.23649
Nursling | 50.9409 | -1.4879
Lovedean | 50.9162 | -1.0402
Botley Wood | 50.885 | -1.233
Ninfield | 50.8815 | 0.44767
Mannington | 50.8469 | -1.896
Fawley | 50.821 | -1.3297
Axminster 132 Kv | 50.7865 | -2.9246
Exeter 132 Kv | 50.7665 | -3.4059
Chickerell | 50.6244 | -2.4893
Abham 132 Kv | 50.4716 | -3.7309
Landulph 132 Kv | 50.445 | -4.2427
Indian Queens 132 Kv | 50.3949 | -4.9008
Shetland | 60.2758 | -1.2759
Orrin | 57.5537 | -4.6163
Scorradale | 58.9335 | -3.1915
Dounreay | 58.5759 | -3.7535
Thurso | 58.5722 | -3.5094
Mybster | 58.4449 | -3.4219
Dunbeath | 58.2529 | -3.4298
Stornoway | 58.2034 | -6.3736
Lairg | 58.0081 | -4.395
Shin | 57.9382 | -4.404
Alness | 57.7081 | -4.2742
Fraserburgh | 57.6862 | -2.024
Elgin | 57.6623 | -3.3172
Macduff | 57.6594 | -2.491
Grudie Bridge | 57.6145 | -4.8299
Strichen | 57.5862 | -2.07
St Fergus Gas | 57.5788 | -1.8413
Nairn | 57.574 | -3.8445
Dallas | 57.5568 | -3.4205
Ardmore | 57.5544 | -6.645
Keith | 57.5376 | -2.9327
Peterhead Shell | 57.5079 | -1.7843
Peterhead Grange | 57.5046 | -1.7841
Berry Burn | 57.5041 | -3.5994
Beauly | 57.4676 | -4.4898
Inverness | 57.452 | -4.2414
Dunvegan | 57.4279 | -6.531
Glenfarclas | 57.416 | -3.316
Loch Carnan | 57.3646 | -7.2707
Fasnakyle | 57.3228 | -4.7894
Boat Of Garten | 57.2493 | -3.723
Broadford | 57.2479 | -5.9358
Kintore | 57.2129 | -2.374
Dyce | 57.2114 | -2.181
Persley | 57.1741 | -2.1384
Ceannacroc | 57.154 | -4.9367
Willowdale | 57.1538 | -2.0971
Tarland | 57.1515 | -2.788
Clayhills | 57.1402 | -2.0986
Fort Augustus | 57.1366 | -4.7145
Redmoss | 57.1084 | -2.0916
Quoich | 57.0695 | -5.1077
Fetteresso | 56.9646 | -2.3474
Fiddes | 56.921 | -2.292
Fort William | 56.8193 | -5.0743
Bridge Of Dun | 56.7204 | -2.5566
Kinlochleven | 56.7136 | -4.95
Tummel Bridge | 56.7064 | -4.0162
Rannoch | 56.6902 | -4.3987
Lunanhead | 56.6544 | -2.865
Arbroath | 56.5639 | -2.619
Cassley | 56.5421 | -4.5167
Coupar Angus | 56.5381 | -3.273
Lyndhurst | 56.4811 | -3.017
Killin | 56.4754 | -4.3245
Charleston | 56.4738 | -3.0448
Milton Of Craigie | 56.4686 | -2.917
Glenagnes | 56.4572 | -2.99
St Fillans | 56.4346 | -4.0653
Taynuilt | 56.4301 | -5.214
Burghmuir | 56.3967 | -3.4875
Fernoch | 56.3464 | -5.2423
Abernethy | 56.3395 | -3.2938
Cupar | 56.3142 | -3.035
Ardkinglas | 56.2872 | -4.9555
Clachan | 56.2771 | -4.922
Braco | 56.2761 | -3.8777
Sloy | 56.2464 | -4.704
Leven | 56.2078 | -2.9972
Glenrothes | 56.204 | -3.1963
Westfield | 56.1628 | -3.2959
Redhouse | 56.1453 | -3.148
Devonside | 56.1373 | -3.7792
Stirling | 56.1157 | -3.9146
Glenniston | 56.1084 | -3.2671
Dunfermline | 56.0896 | -3.4489
Inverkeithing | 56.0422 | -3.3895
Port Ann | 56.026 | -5.35
Bainsford | 56.0138 | -3.7677
Bonnybridge | 56.0071 | -3.8603
Grangemouth | 56.0018 | -3.6893
Dunbar | 55.9766 | -2.5727
Dunoon | 55.9746 | -4.94
Telford Road | 55.9615 | -3.2413
Portobello | 55.9523 | -3.1225
Cumbernauld | 55.947 | -3.9638
Strathleven | 55.9469 | -4.5761
Devol Moor | 55.9274 | -4.6768
Sighthill | 55.9257 | -3.3
Broxburn | 55.9193 | -3.4534
Kilbowie | 55.9189 | -4.4101
Livingston East | 55.9074 | -3.5068
Drumcross | 55.9065 | -3.5876
Killermont | 55.9033 | -4.3099
Linnmill | 55.9031 | -4.2568
Bathgate | 55.9004 | -3.6739
Kaimes | 55.8905 | -3.1634
Port Dundas | 55.8731 | -4.2538
Carntyne | 55.857 | -4.1966
Charlotte Street | 55.8551 | -4.239
Coatbridge | 55.8514 | -4.0134
Johnstone | 55.8443 | -4.5041
Dalmarnock | 55.8386 | -4.2083
Clyde's Mill | 55.8224 | -4.1493
Newarthill | 55.8213 | -3.936
Crookston | 55.8211 | -4.3643
Giffnock | 55.798 | -4.2977
East Kilbride | 55.7849 | -4.1916
Berwick | 55.7774 | -2.0787
Wishaw | 55.7642 | -3.9288
Strathaven | 55.7526 | -4.0802
Hunterston Farm | 55.7432 | -4.8635
E Kilbride South | 55.7395 | -4.1611
Eccles | 55.6681 | -2.3277
Kilwinning | 55.664 | -4.6781
Saltcoats | 55.646 | -4.7938
Galashiels | 55.6078 | -2.7665
Kilmarnock Town | 55.5931 | -4.487
Carradale | 55.5903 | -5.5023
Kilmarnock South | 55.5796 | -4.456
Coylton | 55.4471 | -4.429
Hawick | 55.4282 | -2.791
Maybole | 55.337 | -4.677
Kendoon | 55.1608 | -4.1805
Carsfad | 55.1435 | -4.1893
Blyth | 55.1411 | -1.5307
Earlston | 55.1102 | -4.1693
Glenlee | 55.0972 | -4.181
Dumfries | 55.0619 | -3.583
Spadeadam | 55.0263 | -2.6068
Tynemouth | 55.0231 | -1.5016
Chapelcross | 55.0135 | -3.2211
Fourstones | 55.0123 | -2.1634
Stella North | 54.9781 | -1.7245
Stella South | 54.9744 | -1.7325
Newton Stewart | 54.9484 | -4.491
Harker | 54.9415 | -2.9644
West Boldon | 54.9401 | -1.472
Offerton | 54.8808 | -1.458
Glenluce | 54.8766 | -4.798
Tongland | 54.8545 | -4.026
Hawthorn Pit | 54.805 | -1.4051
Spennymoor | 54.7055 | -1.5548
Hartmoor | 54.7005 | -1.292
Saltholme | 54.6055 | -1.2378
Norton | 54.5928 | -1.3672
Lackenby | 54.5677 | -1.1334
Hutton | 54.2978 | -2.6721
Heysham | 54.0323 | -2.8911
Knaresborough | 54.0312 | -1.4878
Poppleton | 53.9751 | -1.1316
Osbaldwick | 53.9564 | -1.0243
Stanah | 53.8797 | -2.9898
Bradford West | 53.8101 | -1.867
Kirkstall | 53.8062 | -1.598
Creyke Beck | 53.8007 | -0.41528
Padiham | 53.7945 | -2.3274
Skelton Grange | 53.7769 | -1.4968
Penwortham | 53.7443 | -2.7551
Saltend North | 53.742 | -0.23849
Drax | 53.7325 | -0.99257
Camblesforth | 53.7295 | -1.0008
Ferrybridge | 53.7173 | -1.2849
Elland | 53.6939 | -1.8237
Rochdale | 53.622 | -2.2169
Keadby | 53.5981 | -0.7562
Thorpe Marsh | 53.5756 | -1.0891
Grimsby West | 53.5653 | -0.15231
Washway Farm | 53.5626 | -2.8195
Kearsley | 53.5373 | -2.3585
Whitegate | 53.5287 | -2.1672
West Melton | 53.5019 | -1.3785
Stalybridge | 53.4917 | -2.0443
Kirkby | 53.4693 | -2.8495
Carrington | 53.4359 | -2.4086
Bold | 53.434 | -2.6944
Rainhill | 53.4213 | -2.7388
South Manchester | 53.4203 | -2.2763
Lister Drive | 53.4186 | -2.9243
Wincobank | 53.4159 | -1.4139
Wylfa | 53.4152 | -4.4803
Bredbury | 53.4152 | -2.1313
Templeborough | 53.4121 | -1.3858
Neepsend | 53.4067 | -1.4885
Thurcroft | 53.4049 | -1.2685
Sheffield City | 53.3747 | -1.4785
Fiddlers Ferry | 53.3713 | -2.6891
Birkenhead | 53.3658 | -3.0627
West Burton | 53.3592 | -0.80942
Frodsham - Rocksavage | 53.315 | -2.725
Frodsham | 53.3095 | -2.7168
Frodsham - Ince | 53.2777 | -2.8112
Capenhurst | 53.2688 | -2.9492
Macclesfield | 53.2688 | -2.1215
Connahs Quay | 53.2275 | -3.0727
Chesterfield | 53.2246 | -1.3889
Pentir | 53.187 | -4.1596
Staythorpe | 53.0775 | -0.86897
Cellarhead | 53.0411 | -2.0858
Legacy | 53.0285 | -3.0538
Bicker Fen | 52.9308 | -0.22116
Trawsfynydd | 52.9289 | -3.9506
Ratcliffe | 52.8637 | -1.256
Willington | 52.8561 | -1.5488
Drakelow | 52.7719 | -1.6548
Rugeley | 52.7567 | -1.915
Walpole | 52.7266 | 0.1981
Shrewsbury | 52.709 | -2.6928
Bushbury | 52.637 | -2.1157
Ironbridge | 52.632 | -2.5143
Enderby | 52.5976 | -1.2171
Willenhall | 52.5768 | -2.0598
Norwich | 52.5741 | 1.2719
Penn | 52.5569 | -2.2098
Bustleholm | 52.553 | -1.964
Ocker Hill | 52.541 | -2.0331
Lea Marston | 52.5287 | -1.7087
Nechells | 52.5068 | -1.8523
Oldbury | 52.4986 | -2.0238
Coventry | 52.4555 | -1.464
Kitwell | 52.4308 | -2.0139
Berkswell | 52.3858 | -1.6155
Bishops Wood | 52.3125 | -2.2427
Burwell | 52.2801 | 0.31206
Feckenham | 52.2522 | -1.9738
Grendon | 52.2431 | -0.72892
Eaton Socon | 52.2149 | -0.30253
Bramford | 52.0713 | 1.0621
Sundon | 51.9364 | -0.50301
Pelham | 51.9351 | 0.11679
East Claydon | 51.9272 | -0.90826
Wymondley | 51.9271 | -0.25023
Port Ham | 51.8716 | -2.2662
Braintree | 51.8654 | 0.57604
Rassau | 51.8083 | -3.2268
Rye House | 51.7581 | 0.0034608
Cowley | 51.7115 | -1.1905
Swansea North | 51.6827 | -3.961
Pembroke | 51.6821 | -4.9904
Amersham | 51.6651 | -0.65635
Brimsdown | 51.6635 | -0.024885
Elstree | 51.6615 | -0.34547
Watford South | 51.6423 | -0.40509
Mill Hill | 51.618 | -0.20954
Minety | 51.6077 | -2.0026
Tottenham | 51.6038 | -0.048684
Rayleigh | 51.5941 | 0.56644
Redbridge | 51.5885 | 0.043038
Upperboat | 51.5741 | -3.3004
Iron Acton | 51.569 | -2.4813
Hackney | 51.5595 | -0.044431
Warley | 51.5528 | 0.30138
Uskmouth | 51.5471 | -2.9786
Iver | 51.5441 | -0.49889
Seabank | 51.5363 | -2.6705
Pyle | 51.5358 | -3.6877
Willesden | 51.5342 | -0.25792
City Road | 51.5307 | -0.0958
Lodge Road | 51.5284 | -0.17053
St Johns Wood | 51.5271 | -0.17175
West Ham | 51.5196 | 0.00084503
Barking | 51.5165 | 0.10696
Ealing | 51.5016 | -0.29676
Cardiff East | 51.4948 | -3.1454
New Cross | 51.4846 | -0.059528
West Thurrock | 51.471 | 0.28801
Littlebrook | 51.4647 | 0.23921
Tilbury | 51.4601 | 0.39053
Hurst | 51.4326 | 0.15462
Wimbledon | 51.4311 | -0.18915
Northfleet | 51.428 | 0.32973
Laleham | 51.4238 | -0.47057
Kingsnorth | 51.42 | 0.59622
Melksham | 51.3944 | -2.1508
Aberthaw | 51.3852 | -3.4033
Beddington | 51.3731 | -0.12843
Kemsley | 51.3673 | 0.74064
West Weybridge | 51.348 | -0.48908
Chessington | 51.3434 | -0.32335
Fleet | 51.2513 | -0.88337
Bramley | 51.3361 | -1.0773
Canterbury | 51.2923 | 1.0942
Bridgwater | 51.1174 | -2.9698
Sellindge | 51.106 | 0.9723
Taunton | 51.017 | -3.1551
Alverdiscott | 51.0057 | -4.1375
Bolney | 50.9744 | -0.23649
Nursling | 50.9409 | -1.4879
Lovedean | 50.9162 | -1.0402
Botley Wood | 50.885 | -1.233
Ninfield | 50.8815 | 0.44767
Mannington | 50.8469 | -1.896
Fawley | 50.821 | -1.3297
Axminster | 50.7865 | -2.9246
Exeter | 50.7665 | -3.4059
Chickerell | 50.6244 | -2.4893
Abham | 50.4716 | -3.7309
Landulph | 50.445 | -4.2427
Indian Queens | 50.3949 | -4.9008
PEMBROKE 400KV SUBSTATION | 51.6821 | -4.9904
PEMBROKE 132KV SUBSTATION | 51.6822 | -4.9873
INDIAN QUEENS 132KV SUBSTATION | 50.3949 | -4.9008
INDIAN QUEENS 400KV SUBSTATION | 50.3949 | -4.8989
PENRHOS 132KV SUBSTATION | 53.2947 | -4.5986
WYLFA 400KV SUBSTATION | 53.4152 | -4.4803
LANDULPH 400KV SUBSTATION | 50.445 | -4.2427
LANDULPH 132KV SUBSTATION | 50.4443 | -4.2421
PENISARWAUN CABLE SITE | 53.1501 | -4.1704
WERN CABLE SITE | 52.9391 | -4.1687
PENTIR 132KV SUBSTATION | 53.187 | -4.1596
PENTIR 400KV SUBSTATION | 53.1876 | -4.1579
ALVERDISCOTT 132KV SUBSTATION | 51.0057 | -4.1375
ALVERDISCOTT 400KV SUBSTATION | 51.0059 | -4.1365
DINORWIG 400KV | 53.1215 | -4.1001
GARTH CABLE SITE | 52.9281 | -4.0901
LANGAGE 400KV SUBSTATION | 50.389 | -4.0127
FFESTINIOG 275KV SUBSTATION | 52.9807 | -3.969
SWANSEA NORTH 132KV SUBSTATION | 51.6827 | -3.961
SWANSEA NORTH 275KV SUBSTATION | 51.6826 | -3.9593
SWANSEA NORTH 400KV SUBSTATION | 51.6895 | -3.9567
TRAWSFYNYDD 132KV SUBSTATION | 52.9289 | -3.9506
TRAWSFYNYDD 275KV SUBSTATION | 52.9274 | -3.9475
TRAWSFYNYDD 400KV SUBSTATION | 52.9264 | -3.9454
BAGLAN BAY 275KV SUBSTATION | 51.617 | -3.8325
BRITON FERRY NORTH CABLE SITE | 51.6292 | -3.824
BRITON FERRY SOUTH CABLE SITE | 51.624 | -3.8234
GRANGE 66KV SUBSTATION | 51.56 | -3.7541
MARGAM 275KV SUBSTATION | 51.5629 | -3.7539
ABHAM 400KV SUBSTATION | 50.4716 | -3.7309
ABHAM 132KV SUBSTATION | 50.4716 | -3.7295
PYLE 275KV SUBSTATION | 51.5358 | -3.6877
Proposed Rhigos Substation | 51.7466 | -3.5448
PENTRE-MAWR CABLE COMPOUND | 53.2468 | -3.4805
BODELWYDDAN 400KV | 53.2501 | -3.4761
COWBRIDGE 275KV SUBSTATION | 51.487 | -3.407
EXETER 132KV SUBSTATION | 50.7665 | -3.4059
EXETER 400KV SUBSTATION | 50.7675 | -3.4052
ABERTHAW 132KV SUBSTATION | 51.3852 | -3.4033
ABERTHAW 275KV SUBSTATION | 51.3883 | -3.4032
UPPER BOAT 275KV SUBSTATION | 51.5741 | -3.3004
CILFYNYDD 400KV SUBSTATION | 51.6358 | -3.3001
UPPER BOAT 132KV SUBSTATION | 51.5752 | -3.2975
RASSAU 400KV SUBSTATION | 51.8083 | -3.2268
RASSAU 132KV SUBSTATION | 51.8087 | -3.2257
TAUNTON 400KV SUBSTATION | 51.017 | -3.1551
TAUNTON 132KV SUBSTATION | 51.0169 | -3.1528
CARDIFF EAST 275KV SUBSTATION | 51.4948 | -3.1454
CARDIFF EAST 132KV SUBSTATION | 51.4955 | -3.1447
HINKLEY POINT 275KV SUBSTATION | 51.2062 | -3.1325
TREMORFA 33KV SUBSTATION | 51.4817 | -3.1307
TREMORFA 275KV SUBSTATION | 51.482 | -3.1302
HINKLEY POINT 400KV SUBSTATION | 51.2067 | -3.1276
DEESIDE 400KV SUBSTATION | 53.2306 | -3.0775
CONNAH'S QUAY 132KV SUBSTATION | 53.2275 | -3.0727
BIRKENHEAD 275KV SUBSTATION | 53.3658 | -3.0627
BIRKENHEAD 132KV SUBSTATION | 53.3659 | -3.0613
LEGACY 400KV SUBSTATION | 53.0285 | -3.0538
LEGACY 132KV SUBSTATION | 53.0289 | -3.052
IMPERIAL PARK 33KV SUBSTATION | 51.5474 | -3.0315
IMPERIAL PARK 400KV SUBSTATION | 51.5479 | -3.0309
STANAH 132KV SUBSTATION | 53.8797 | -2.9898
STANAH 400KV SUBSTATION | 53.8788 | -2.9878
HARKER (NETWORK RAIL) 25KV SUBSTATION | 54.942 | -2.9852
USKMOUTH 275KV SUBSTATION | 51.5471 | -2.9786
USKMOUTH 132KV SUBSTATION | 51.5487 | -2.9755
BRIDGWATER 275KV SUBSTATION | 51.1174 | -2.9698
BRIDGWATER 275KV SUBSTATION | 51.1174 | -2.9689
BRIDGWATER 132KV SUBSTATION | 51.1173 | -2.9688
HARKER 132KV SUBSTATION | 54.9415 | -2.9644
HARKER 275KV SUBSTATION | 54.9414 | -2.9629
HARKER 400KV SUBSTATION | 54.9411 | -2.9616
CAPENHURST 400 KV SUBSTATION | 53.2688 | -2.9492
CAPENHURST 132 KV SUBSTATION A | 53.2667 | -2.9488
CAPENHURST 275 KV SUBSTATION | 53.2677 | -2.9463
AXMINSTER 400KV SUBSTATION | 50.7865 | -2.9246
AXMINSTER 132KV SUBSTATION | 50.7871 | -2.9244
LISTER DRIVE 275KV SUBSTATION | 53.4186 | -2.9243
WOODCOTE 132Kv | 50.7868 | -2.9214
WHITSON 400KV SUBSTATION | 51.5653 | -2.9087
WHITSON 275KV SUBSTATION | 51.5648 | -2.9086
LLANWERN 33KV | 51.5729 | -2.9062
LLANWERN 33KV | 51.573 | -2.9058
HEYSHAM 400KV SUBSTATION | 54.0323 | -2.8911
HEYSHAM 132KV SUBSTATION | 54.0327 | -2.889
Proposed HEYSHAM 400KV GIS | 54.0345 | -2.887
KIRKBY 132KV SUBSTATION | 53.4693 | -2.8495
KIRKBY 275KV SUBSTATION | 53.4692 | -2.8477
WASHWAY FARM 275KV SUBSTATION | 53.5626 | -2.8195
INCE 132KV SUBSTATION | 53.2777 | -2.8112
PENWORTHAM 275KV SUBSTATION | 53.7455 | -2.7578
PENWORTHAM EAST/WEST 132 SUBSTATION | 53.7463 | -2.7566
PENWORTHAM 400KV SUBSTATION | 53.7432 | -2.7561
RAINHILL 275KV SUBSTATION | 53.4213 | -2.7388
RAINHILL 132KV SUBSTATION | 53.4211 | -2.7378
ROCKSAVAGE 400KV SUBSTATION | 53.315 | -2.725
OXENHOLME 25KV SUBSTATION | 54.305 | -2.7204
FRODSHAM 275KV SUBSTATION | 53.3095 | -2.7168
FRODSHAM 400KV SUBSTATION | 53.3087 | -2.7159
BOLD 132KV SUBSTATION | 53.434 | -2.6944
SHREWSBURY 400KV SUBSTATION | 52.709 | -2.6928
SHREWSBURY 132KV SUBSTATION | 52.7097 | -2.6927
FIDDLERS FERRY 275KV SUBSTATION | 53.3713 | -2.6891
HUTTON 132KV SUBSTATION | 54.2978 | -2.6721
HUTTON 400KV SUBSTATION | 54.2975 | -2.6709
SEABANK 132KV S/S | 51.5363 | -2.6705
SEABANK 400KV S/S | 51.5371 | -2.67
NEWHOUSE CABLE SITE | 51.6109 | -2.6691
WEAVER JUNCTION 25KV S/S | 53.3093 | -2.6523
BRELSTON GREEN CABLE SITE | 51.8768 | -2.6357
AUST 400KV SUBSTATION | 51.6084 | -2.6155
WALFORD 400KV SUBSTATION | 51.8882 | -2.6045
OLDBURY ON SEVERN 132KV SUBSTATION | 51.6473 | -2.5719
IRONBRIDGE 400KV SUBSTATION | 52.632 | -2.5143
IRONBRIDGE 132KV SUBSTATION | 52.6325 | -2.51
CHICKERELL 132KV SUBSTATION | 50.6244 | -2.4893
CHICKERELL 400KV SUBSTATION | 50.6246 | -2.4865
IRON ACTON 132KV SUBSTATION | 51.569 | -2.4813
IRON ACTON 275KV SUBSTATION | 51.5698 | -2.4805
CARRINGTON 1B | 53.4359 | -2.4086
CARRINGTON 400 | 53.4363 | -2.4071
CARRINGTON 275KV SUBSTATION | 53.4345 | -2.4019
DAINES 400KV SUBSTATION | 53.4257 | -2.3791
KEARSLEY 132KV GSP SUBSTATION | 53.5394 | -2.3594
KEARSLEY 400KV SUBSTATION | 53.5373 | -2.3585
KEARSLEY 275KV SUBSTATION | 53.5377 | -2.3574
PADIHAM 132KV SUBSTATION | 53.7945 | -2.3274
WOOD LANE CABLE SITE | 53.3314 | -2.3213
PADIHAM 400KV SUBSTATION | 53.7953 | -2.3212
LADY LANE CABLE COMPOUND | 53.328 | -2.3074
SOUTH MANCHESTER 275KV SUBSTATION | 53.4203 | -2.2763
SOUTH MANCHESTER 132KV SUBSTATION | 53.4221 | -2.2751
PORTHAM 132KV SUBSTATION | 51.8716 | -2.2662
WALHAM 400KV SUBSTATION | 51.8791 | -2.2539
BISHOPS WOOD 132KV SUBSTATION | 52.3125 | -2.2427
BISHOPS WOOD 275KV SUBSTATION | 52.3121 | -2.2417
ROCHDALE 275KV SUBSTATION | 53.622 | -2.2169
ROCHDALE 132KV SUBSTATION | 53.6217 | -2.2155
PENN 400KV SUBSTATION | 52.5569 | -2.2098
PENN 275KV SUBSTATION | 52.5562 | -2.2097
PENN 400KV SUBSTATION | 52.5554 | -2.2095
PENN 132KV SUBSTATION | 52.5565 | -2.2083
WHITEGATE 275KV SUBSTATION | 53.5287 | -2.1672
FOURSTONES 275KV SUBSTATION | 55.0118 | -2.1642
WHITEGATE 132KV SUBSTATION | 53.5296 | -2.1635
MELKSHAM 400KV SUBSTATION | 51.3944 | -2.1508
MELKSHAM 275KV SUBSTATION | 51.3929 | -2.1506
MELKSHAM 132KV SUBSTATION | 51.3918 | -2.1504
BREDBURY 132KV SUBSTATION | 53.4152 | -2.1313
BREDBURY 275KV SUBSTATION | 53.4146 | -2.1289
MACCLESFIELD 400KV SUBSTATION | 53.2688 | -2.1215
MACCLESFIELD 275KV SUBSTATION | 53.2684 | -2.1205
BUSHBURY 275KV SUBSTATION | 52.637 | -2.1157
BUSHBURY 132KV SUBSTATION | 52.6362 | -2.1148
CELLARHEAD 132KV SUBSTATION | 53.0411 | -2.0858
CELLARHEAD 400KV SUBSTATION | 53.0409 | -2.0826
WILLENHALL 132KV SUBSTATION | 52.5768 | -2.0598
WILLENHALL 275KV SUBSTATION | 52.5778 | -2.0495
STALYBRIDGE 275KV SUBSTATION | 53.4917 | -2.0443
STALYBRIDGE 400KV SUBSTATION | 53.4937 | -2.0413
OCKER HILL 132KV SUBSTATION | 52.541 | -2.0331
OCKER HILL 275KV SUBSTATION | 52.5419 | -2.0296
OLDBURY 275KV SUBSTATION | 52.4986 | -2.0238
OLDBURY 400KV SUBSTATION | 52.4994 | -2.023
OLDBURY 132KV SUBSTATION | 52.4985 | -2.0223
KITWELL 275KV SUBSTATION | 52.4308 | -2.0139
KITWELL 132KV SUBSTATION | 52.4313 | -2.0132
MINETY 400KV SUBSTATION | 51.6077 | -2.0026
MINETY 132KV SUBSTATION | 51.6075 | -2.0012
FECKENHAM 275KV SUBSTATION | 52.2522 | -1.9738
FECKENHAM 66KV SUBSTATION | 52.2524 | -1.9721
FECKENHAM 400KV SUBSTATION | 52.2499 | -1.9719
BUSTLEHOLME 132KV SUBSTATION | 52.553 | -1.964
BUSTLEHOLM 275KV SUBSTATION | 52.5533 | -1.9609
RUGELEY 400KV SUBSTATION | 52.7567 | -1.915
RUGELEY 132KV SUBSTATION | 52.7538 | -1.9126
BRERETON 33KV SUBSTATION | 52.7499 | -1.8972
MANNINGTON 400KV SUBSTATION | 50.8469 | -1.896
BRADFORD WEST 132KV SUBSTATION | 53.8101 | -1.867
BRADFORD WEST 275KV SUBSTATION | 53.8105 | -1.8654
BRADFORD WEST 400KV SUBSTATION | 53.8105 | -1.8643
NECHELLS 275KV SUBSTATION | 52.5068 | -1.8523
WOODHEAD S/S | 53.4954 | -1.8334
ELLAND 275KV SUBSTATION | 53.6939 | -1.8237
ELLAND 132KV SUBSTATION | 53.6949 | -1.8226
DUNFORD BRIDGE CABLE SITE | 53.5169 | -1.7668
STELLA WEST 400KV SUBSTATION | 54.9784 | -1.7445
STELLA WEST 275KV SUBSTATION | 54.9777 | -1.7424
STELLA SOUTH 132KV SUBSTATION | 54.9744 | -1.7325
STELLA NORTH 132KV SUBSTATION | 54.9781 | -1.7245
HAMS HALL 400KV SUBSTATION | 52.5309 | -1.7143
HAMS HALL 275KV SUBSTATION | 52.5331 | -1.7121
LEA MARSTON 132KV GIS SUBSTATION | 52.5287 | -1.7087
HAMS HALL 132KV SUBSTATION | 52.5273 | -1.7085
DRAKELOW 275KV SUBSTATION | 52.7719 | -1.6548
DRAKELOW 400KV SUBSTATION | 52.7738 | -1.653
DRAKELOW 132KV SUBSTATION | 52.7732 | -1.6495
BERKSWELL 275KV SUBSTATION | 52.3858 | -1.6155
BERKSWELL 132KV SUBSTATION | 52.3866 | -1.6139
STOCKSBRIDGE 66KV SUBSTATION | 53.4879 | -1.6046
STOCKSBRIDGE 400KV SUBSTATION | 53.4877 | -1.602
KIRKSTALL 275KV SUBSTATION | 53.8062 | -1.598
SPENNYMOOR 275KV SUBSTATION | 54.7055 | -1.5548
SPENNYMOOR 132KV SUBSTATION | 54.7048 | -1.5544
SPENNYMOOR 400KV SUBSTATION | 54.7053 | -1.5528
WILLINGTON EAST 400KV SUBSTATION | 52.8557 | -1.5527
WILLINGTON 132KV SUBSTATION | 52.8561 | -1.5488
WILLINGTON 275KV SUBSTATION | 52.8554 | -1.5467
BLYTH 275KV SUBSTATION | 55.1411 | -1.5307
SILVERLINK 11KV SUBSTATION | 55.0177 | -1.5044
TYNEMOUTH 11KV SUBSTATION | 55.0231 | -1.5016
TYNEMOUTH 275KV SUBSTATION | 55.0236 | -1.5007
TYNEMOUTH 132KV SUBSTATION | 55.0238 | -1.4993
SKELTON GRANGE A 275KV SUBSTATION | 53.7769 | -1.4968
SKELTON GRANGE B 275KV SUBSTATION | 53.7754 | -1.4961
SKELTON GRANGE C 275KV SUBSTATION | 53.7777 | -1.4952
NEEPSEND 400KV SUBSTATION | 53.4067 | -1.4885
NURSLING 132KV SUBSTATION | 50.9409 | -1.4879
KNARESBOROUGH 275KV SUBSTATION | 54.0312 | -1.4878
NEEPSEND 275KV SUBSTATION | 53.4066 | -1.4877
NURSLING 400KV SUBSTATION | 50.9424 | -1.4867
SHEFFIELD CITY 275KV SUBSTATION | 53.3747 | -1.4785
WEST BOLDON 66KV SUBSTATION | 54.9401 | -1.472
NORTON LEES 275KV SUBSTATION | 53.3485 | -1.4715
WEST BOLDON 275KV SUBSTATION | 54.9401 | -1.4704
COVENTRY 132KV SUBSTATION | 52.4555 | -1.464
COVENTRY 275KV SUBSTATION | 52.4564 | -1.4637
JORDANTHORPE 275KV SUBSTATION | 53.3295 | -1.458
OFFERTON 275KV SUBSTATION | 54.8808 | -1.458
SOUTH SHIELDS 33KV SUBSTATION | 54.9733 | -1.4501
SOUTH SHIELDS 275KV SUBSTATION | 54.9734 | -1.4495
PITSMOOR 275KV SUBSTATION | 53.4008 | -1.4437
MARCHWOOD 400KV SUBSTATION | 50.8983 | -1.4402
WINCOBANK 275KV SUBSTATION | 53.4159 | -1.4139
HAWTHORN PIT 275KV SUBSTATION | 54.805 | -1.4051
HAWTHORN PIT 400KV SUBSTATION | 54.8054 | -1.4031
HAWTHORN PIT 66KV SUBSTATION | 54.8063 | -1.4016
TINSLEY PARK 275KV SUBSTATION | 53.4011 | -1.3946
CHESTERFIELD 275KV SUBSTATION | 53.2246 | -1.3889
CHESTERFIELD 132KV SUBSTATION | 53.2243 | -1.3875
TEMPLEBOROUGH 275KV SUBSTATION | 53.4121 | -1.3858
WEST MELTON 132KV SUBSTATION | 53.5019 | -1.3785
WEST MELTON 275KV SUBSTATION | 53.5015 | -1.377
NORTON 400KV SUBSTATION | 54.5928 | -1.3672
NORTON 275KV SUBSTATION | 54.5927 | -1.3643
NORTON 132KV SUBSTATION | 54.5922 | -1.3628
BRINSWORTH 275KV SUBSTATION | 53.4015 | -1.352
BRINSWORTH 400KV SUBSTATION | 53.4011 | -1.3496
FAWLEY 132KV SUBSTATION | 50.821 | -1.3297
FAWLEY 400KV SUBSTATION | 50.8217 | -1.3285
ALDWARKE 275KV SUBSTATION | 53.4455 | -1.3206
HARTMOOR 275KV SUBSTATION | 54.7005 | -1.292
HARTMOOR 66KV SUBSTATION | 54.7012 | -1.2906
COWES 132KV SUBSTATION | 50.7455 | -1.2863
CHILLING CABLE SITE | 50.8357 | -1.2854
FERRYBRIDGE C 400KV SUBSTATION | 53.7173 | -1.2849
FERRYBRIDGE C 275KV SUBSTATION | 53.7179 | -1.2829
HINKSEY NORTH CABLE SITE | 51.7485 | -1.279
FERRYBRIDGE B 132KV SUBSTATION | 53.7221 | -1.2782
FERRYBRIDGE A 275KV SUBSTATION | 53.7193 | -1.2718
THURCROFT 275KV SUBSTATION | 53.4049 | -1.2685
MONK FRYSTON 275KV SUBSTATION | 53.7555 | -1.267
MONK FRYSTON 400KV SUBSTATION | 53.7563 | -1.2668
THURCROFT 66KV SUBSTATION | 53.4048 | -1.2666
MONK FRYSTON 275KV SUBSTATION | 53.7571 | -1.2665
DIDCOT 400KV SUBSTATION | 51.6256 | -1.2593
HINKSEY SOUTH CABLE SITE | 51.7348 | -1.259
RATCLIFFE ON SOAR 400KV SUBSTATION | 52.8637 | -1.256
RATCLIFFE ON SOAR 132KV SUBSTATION | 52.8633 | -1.2527
SALTHOLME 275KV SUBSTATION | 54.6055 | -1.2378
BOTLEY WOOD 132KV SUBSTATION | 50.885 | -1.233
BOTLEY WOOD 400KV SUBSTATION | 50.8846 | -1.2321
NEWBY 400KV CABLE COMPOUND | 54.5041 | -1.2295
CULHAM JET 400KV SUBSTATION | 51.6612 | -1.2284
ENDERBY 400KV SUBSTATION | 52.5976 | -1.2171
ENDERBY 132KV SUBSTATION | 52.5981 | -1.2148
Brinefields Substation (Approx Location) | 54.6035 | -1.2009
COWLEY 400KV SUBSTATION | 51.7115 | -1.1905
HARTLEPOOL 275KV SUBSTATION | 54.6357 | -1.1832
LEWINGDON WOOD 400KV SUBSTATION | 51.5114 | -1.1631
NUNTHORPE 400KV CABLE COMPOUND | 54.5245 | -1.1607
MOULSFORD DOWN 400KV SUBSTATION | 51.5351 | -1.1603
GRANGETOWN 66KV SUBSTATION | 54.5816 | -1.1494
GRANGETOWN 275KV SUBSTATION | 54.5805 | -1.1487
LACKENBY 66KV SUBSTATION | 54.5677 | -1.1334
WILTON 275KV SUBSTATION | 54.5757 | -1.1318
LACKENBY 275KV SUBSTATION | 54.5669 | -1.1317
POPPLETON 275KV SUBSTATION | 53.9751 | -1.1316
GREYSTONES 66KV SUBSTATION | 54.5758 | -1.1311
LACKENBY 400KV SUBSTATION | 54.566 | -1.1306
EGGBOROUGH 400KV SUBSTATION | 53.7134 | -1.1297
GREYSTONES B 275KV SUBSTATION | 54.5741 | -1.1292
GREYSTONES A 275KV SUBSTATION | 54.5753 | -1.1247
TOD POINT 275KV SUBSTATION | 54.6065 | -1.1166
TOD POINT 66KV SUBSTATION | 54.6063 | -1.1157
LONG BUCKBY 25KV SUBSTATION | 52.2866 | -1.1024
THORPE MARSH 400KV SUBSTATION | 53.5756 | -1.0891
THORPE MARSH 66KV SUBSTATION | 53.5792 | -1.087
THORPE MARSH 275KV SUBSTATION | 53.5787 | -1.087
BRAMLEY 400KV SUBSTATION | 51.3361 | -1.0773
PATFORD BRIDGE 400KV SUBSTATION | 52.2916 | -1.0553
STOKE BARDOLPH 400KV SUBSTATION | 52.9598 | -1.0506
LOVEDEAN 132KV SUBSTATION | 50.9162 | -1.0402
LOVEDEAN 400KV SUBSTATION | 50.9174 | -1.04
OSBALDWICK 132KV SUBSTATION | 53.9564 | -1.0243
OSBALDWICK 400KV SUBSTATION | 53.9568 | -1.0225
CAMBLESFORTH 66kV SUBSTATION | 53.7295 | -1.0008
DRAX 132KV SUBSTATION | 53.7325 | -0.99257
DRAX 400KV SUBSTATION | 53.7362 | -0.99242
EAST CLAYDON 132KV SITE | 51.9272 | -0.90826
EAST CLAYDON 400KV SITE | 51.9262 | -0.90717
FLEET 400KV SUBSTATION | 51.2513 | -0.88337
FLEET 132KV SUBSTATION | 51.2502 | -0.88103
STAYTHORPE 400KV SUBSTATION | 53.0775 | -0.86897
STAYTHORPE 1C 132KV SUBSTATION | 53.0768 | -0.86551
STAYTHORPE 1B 132KV SUBSTATION | 53.0778 | -0.86411
THORNTON 400KV SUBSTATION | 53.9004 | -0.82205
NEWARK 25KV (RAILTRACK) | 53.1019 | -0.81155
WEST BURTON 400KV SUBSTATION | 53.3592 | -0.80942
WEST BURTON 132KV SUBSTATION | 53.3604 | -0.80717
HIGH MARNHAM 400KV SUBSTATION | 53.2279 | -0.79577
HIGH MARNHAM 275KV SUBSTATION | 53.228 | -0.79265
COTTAM 400KV SUBSTATION | 53.3007 | -0.78124
KEADBY 400KV SUBSTATION | 53.5981 | -0.7562
GRENDON 400KV | 52.2431 | -0.72892
GRENDON 132KV | 52.2434 | -0.72568
LEIGHTON BUZZARD 400KV SUBSTATION | 51.9045 | -0.67765
AMERSHAM 400KV SITE | 51.6651 | -0.65635
AMERSHAM 132KV SITE | 51.6642 | -0.65512
SUNDON 400KV SITE | 51.9364 | -0.50301
SUNDON 132KV SITE | 51.9333 | -0.50157
IVER 400KV SUBSTATION | 51.5441 | -0.49889
IVER 275KV SUBSTATION | 51.5432 | -0.49786
IVER 132KV SUBSTATION | 51.5418 | -0.49764
IVER 66KV SUBSTATION | 51.5413 | -0.49651
WEST WEYBRIDGE 132KV SUBSTATION | 51.348 | -0.48908
WEST WEYBRIDGE 275KV SUBSTATION | 51.3525 | -0.48031
WEST WEYBRIDGE 400KV SUBSTATION | 51.3536 | -0.47959
LALEHAM 275KV SUBSTATION | 51.4238 | -0.47057
LALEHAM 132KV SUBSTATION | 51.4244 | -0.46938
CREYKE BECK 400KV SUBSTATION | 53.8007 | -0.41528
CREYKE BECK 132KV SUBSTATION | 53.801 | -0.41449
NORTH HYDE 66KV SUBSTATION | 51.4992 | -0.41142
NORTH HYDE 275KV SUBSTATION | 51.4999 | -0.41142
WATFORD SOUTH 132KV SUBSTATION | 51.6423 | -0.40509
WATFORD SOUTH 275KV SUBSTATION | 51.643 | -0.40414
BUSHEY | 51.6466 | -0.38494
ELSTREE 400KV SITE | 51.6615 | -0.34547
ELSTREE 275KV SITE | 51.6611 | -0.34327
ELSTREE 132KV SITE | 51.66 | -0.3423
CHESSINGTON 132KV SUBSTATION | 51.3434 | -0.32335
CHESSINGTON 275KV SUBSTATION | 51.3441 | -0.32265
EATON SOCON 132KV SITE | 52.2149 | -0.30253
EATON SOCON 400KV SITE | 52.2147 | -0.30159
EALING 66KV SUBSTATION | 51.5016 | -0.29676
EALING 275KV SUBSTATION | 51.5018 | -0.29612
ACTON LANE 22KV SITE | 51.5341 | -0.25915
HENDON 132KV SUBSTATION | 51.5948 | -0.25828
ACTON LANE 22KV SITE | 51.5331 | -0.258
WILLESDEN 275KV SITE | 51.5342 | -0.25792
KILLINGHOLME 400KV SUBSTATION | 53.6557 | -0.25719
WILLESDEN 132KV SITE | 51.5346 | -0.25715
WILLESDEN 66KV SITE | 51.535 | -0.25705
WYMONDLEY 400KV SITE | 51.9271 | -0.25023
SALTEND SOUTH 275KV SUBSTATION | 53.737 | -0.24275
SALTEND NORTH 275KV SUBSTATION | 53.742 | -0.23849
HUMBER REFINERY 400KV SUBSTATION | 53.6384 | -0.23847
SALTEND NORTH 132KV SUBSTATION | 53.7428 | -0.23808
BOLNEY 132KV SUBSTATION | 50.9744 | -0.23649
BOLNEY 400KV SUBSTATION | 50.9753 | -0.23491
HEDON 275KV SUBSTATION | 53.7475 | -0.23429
COREYS MILL 25KV BRITISH RAIL | 51.9291 | -0.22776
BICKER FEN 400KV SUBSTATION | 52.9308 | -0.22116
Proposed Kensal Green 400Kv | 51.527 | -0.21977
MILL HILL 132KV SITE | 51.618 | -0.20954
MILL HILL 275KV SITE | 51.6179 | -0.20857
WIMBLEDON 275KV SUBSTATION | 51.4311 | -0.18915
WIMBLEDON 132KV SUBSTATION | 51.431 | -0.18803
WIMBLEDON 33KV D SUBSTATION | 51.4313 | -0.18786
ST MARYLEBONE 132KV S/S | 51.5256 | -0.17395
ST JOHNS WOOD 132KV S/S | 51.5271 | -0.17175
ST JOHNS WOOD 275KV S/S | 51.527 | -0.17092
LODGE ROAD S/S 66KV | 51.5284 | -0.17053
ST JOHNS WOOD 400KV S/S | 51.5282 | -0.1697
ST JOHNS WOOD 400KV S/S | 51.5275 | -0.16952
GRIMSBY WEST 400KV SUBSTATION | 53.5653 | -0.15231
GRIMSBY WEST 132KV SUBSTATION | 53.566 | -0.15076
SOUTH HUMBER BANK 400KV SUBSTATION | 53.6014 | -0.14615
SPALDING NORTH 400KV SUBSTATION | 52.8058 | -0.13331
BEDDINGTON 275KV SUBSTATION | 51.3731 | -0.12843
BEDDINGTON 400KV SUBSTATION | 51.3726 | -0.12649
BEDDINGTON GIS 132KV SUBSTATION | 51.3741 | -0.1262
CITY ROAD 400KV SITE | 51.5308 | -0.096099
CITY ROAD 400KV SITE | 51.5302 | -0.095727
NEWCROSS 275KV SUBSTATION | 51.4846 | -0.059528
NEW CROSS GIS 275KV S/S | 51.4844 | -0.057533
TOTTENHAM 132KV SITE | 51.6038 | -0.048684
TOTTENHAM 275KV SITE | 51.6043 | -0.047429
HACKNEY 66KV SITE | 51.5595 | -0.044431
HACKNEY 400KV SITE | 51.5589 | -0.044339
HACKNEY 275KV SITE | 51.5594 | -0.043301
HACKNEY 132KV SITE | 51.5595 | -0.040784
BRIMSDOWN 132KV SITE | 51.6635 | -0.024885
BRIMSDOWN 275KV SITE | 51.6645 | -0.023315
WALTHAM CROSS 275KV SITE | 51.7139 | -0.011573
WALTHAM CROSS 400KV SITE | 51.7149 | -0.011094
ROWDOWN 400KV SUBSTATION | 51.3519 | -0.0035362
AUST-NEWHOUSE CABLE TUNNEL | 0 | 0
BICKER FEN 132KV SUBSTATION | 0 | 0
BRERETON 25KV SUBSTATION | 0 | 0
BRAMFORD REPORTING CENTRE | 0 | 0
BRIG POWER STATION | 0 | 0
CARPENTERS ROAD HEAD HOUSE | 0 | 0
CARPENTERS ROAD 400kV SUBSTATION | 0 | 0
CARPENTERS ROAD 275Kv SUBSTATION | 0 | 0
FELLSIDE POWER STATION | 0 | 0
CANONS CORNER HEAD HOUSE | 0 | 0
CENTENNIAL PARK HEAD HOUSE | 0 | 0
CITY ROAD 132KV SITE | 0 | 0
COLINDALE HEAD HOUSE | 0 | 0
CORBY 132KV S/S | 0 | 0
COWLEY 132KV SUBSTATION | 0 | 0
CRICKLEWOOD SIDINGS HEAD HOUSE | 0 | 0
DARTFORD TUNNEL | 0 | 0
DERWENT POWER STATION | 0 | 0
DUNFORD BRIDGE S/S | 0 | 0
ELSTREE HEAD HOUSE | 0 | 0
ELSTREE ST JOHNS WOOD TUNNEL | 0 | 0
FELLSIDE POWER STATION | 0 | 0
FELLSIDE POWER STATION | 0 | 0
FERRYBRIDGE EAST 400KV CSE COMPOUND | 0 | 0
FERRYBRIDGE WEST 400KV CSE COMPOUND | 0 | 0
FOURSTONES 20.5KV S/S | 0 | 0
GRAIN 132KV SUBSTATION | 0 | 0
KEADBY 132KV SUBSTATION | 0 | 0
KILBURN GRANGE PARK HEAD HOUSE | 0 | 0
KINGS LYNN A POWER STATION SITE | 0 | 0
LAKESIDE SITE CABLE COOLING STATION | 0 | 0
LITTLEBROOK CABLE COMPOUND | 0 | 0
LODGE ROAD SITE 66KV | 0 | 0
LOWER DARWEN - CW | 0 | 0
NORTHFLEET REPORTING CENTRE | 0 | 0
PATFORD BRIDGE 25KV SUBSTATION | 0 | 0
PENWORTHAM EAST 132KV SUBSTATION | 0 | 0
PENWORTHAM WEST 132KV SUBSTATION | 0 | 0
SEVERN TUNNEL | 0 | 0
ST JOHNS WOOD HEAD HOUSE | 0 | 0
STALYBRIDGE 275KV GIS SUBSTATION | 0 | 0
THURROCK 275KV CABLE COMPOUND | 0 | 0
WAKEFIELD B 132KV S/STN | 0 | 0
WOODHEAD TUNNEL | 0 | 0
WEST HAM 400KV SITE | 51.5196 | 0.00084503
WEST HAM 132KV SITE | 51.5196 | 0.0018434
RYE HOUSE 132KV SITE | 51.7581 | 0.0034608
RYE HOUSE 400KV SITE | 51.759 | 0.0085629
RYE HOUSE 400KV SITE | 51.7586 | 0.01077
REDBRIDGE 275KV SITE | 51.5885 | 0.043038
ELTHAM 132KV | 51.4598 | 0.080405
BARKING 33KV SITE | 51.5165 | 0.10696
BARKING GRID SITE | 51.5178 | 0.10874
BARKING 1C 132KV SUBSTATION | 51.5182 | 0.11316
BARKING 275KV SITE | 51.5207 | 0.11433
BARKING 400KV SITE | 51.5226 | 0.1154
PELHAM 132KV SITE | 51.9351 | 0.11679
PELHAM 400KV SITE | 51.9351 | 0.11875
HURST 275KV SUBSTATION | 51.4326 | 0.15462
WALPOLE 400KV SITE | 52.7266 | 0.1981
WALPOLE 132KV SUBSTATION | 52.7277 | 0.19893
LITTLEBROOK 400KV SUBSTATION | 51.4647 | 0.23921
LITTLEBROOK 132KV SUBSTATION | 51.4606 | 0.24439
WEST THURROCK 400KV SITE | 51.471 | 0.28801
WARLEY 275KV SITE | 51.5528 | 0.30138
NORTHFLEET WEST 275KV SUBSTATION | 51.4328 | 0.31192
BURWELL MAIN 132KV S/S | 52.2801 | 0.31206
BURWELL MAIN 400KV S/S | 52.2808 | 0.31342
NORTHFLEET WEST 400KV SUBSTATION | 51.4347 | 0.3141
NORTHFLEET EAST 132KV SUBSTATION | 51.428 | 0.32973
NORTHFLEET EAST 400KV SUBSTATION | 51.4288 | 0.33031
TILBURY 275KV SITE | 51.4601 | 0.39053
TILBURY 132KV Site | 51.4611 | 0.39161
SINGLEWELL 400KV SUBSTATION | 51.405 | 0.39238
TILBURY 400 (GIS) | 51.4603 | 0.39373
NINFIELD 400KV SUBSTATION | 50.8815 | 0.44767
NINFIELD 132KV SUBSTATION | 50.8807 | 0.4495
CORYTON SOUTH 400KV SITE | 51.5129 | 0.50673
RAYLEIGH 400KV S/S | 51.5941 | 0.56644
RAYLEIGH MAIN 132KV SITE | 51.5936 | 0.56852
BRAINTREE 132KV SUBSTATION | 51.8654 | 0.57604
BRAINTREE 400KV SITE | 51.8649 | 0.57635
KINGSNORTH 132KV SUBSTATION | 51.42 | 0.59622
KINGSNORTH 400KV SUBSTATION | 51.4186 | 0.5984
DAMHEAD CREEK 400KV SUBSTATION | 51.4243 | 0.59867
DAMHEAD CREEK 400KV SUBSTATION | 51.4244 | 0.60155
CHETNEY MARSH 400KV CSE COMPOUND | 51.4206 | 0.69987
HORSESHOE POINT 400KV CSE COMPOUND | 51.4358 | 0.70544
GRAIN 400KV SUBSTATION | 51.445 | 0.71573
KEMSLEY 132KV SUBSTATION | 51.3673 | 0.74064
KEMSLEY 400KV SUBSTATION | 51.3683 | 0.74146
BRADWELL 132KV SITE | 51.7389 | 0.89896
CLEVE HILL 400KV SUBSTATION | 51.3382 | 0.94036
DUNGENESS 400KV SUBSTATION | 50.915 | 0.94742
DUNGENESS 275KV SUBSTATION | 50.9142 | 0.96383
New Cable sealing end | 51.106 | 0.9723
SELLINDGE CONVERTER (DC) | 51.1054 | 0.97519
SELLINDGE 400KV SUBSTATION | 51.1065 | 0.97608
SELLINDGE 132KV SUBSTATION | 51.1062 | 0.97755
BRAMFORD 400KV SITE | 52.0713 | 1.0621
BRAMFORD 132KV SITE | 52.0702 | 1.0628
CANTERBURY 132KV SUBSTATION | 51.2923 | 1.0942
CANTERBURY 400KV SUBSTATION | 51.2938 | 1.0966
BAKERS GAP CABLE SITE | 51.0828 | 1.1945
NORWICH 400KV SITE | 52.5741 | 1.2719
NORWICH TROWSE 132KV | 52.6078 | 1.308
LEISTON 132KV SUBSTATION | 52.208 | 1.6112
SIZEWELL 400KV SITE | 52.215 | 1.6165
SIZEWELL 132KV SITE | 52.2116 | 1.6167
PEMB4 | 51.6821 | -4.9904
PEMB1 | 51.6822 | -4.9873
INDQ1 | 50.3949 | -4.9008
INDQ4 | 50.3949 | -4.8989
PERH1 | 53.2947 | -4.5986
WYLF4 | 53.4152 | -4.4803
LAND4 | 50.445 | -4.2427
LAND1 | 50.4443 | -4.2421
PENI4 | 53.1501 | -4.1704
WECC | 52.9391 | -4.1687
PENT1 | 53.187 | -4.1596
PENT4 | 53.1876 | -4.1579
ALVE1 | 51.0057 | -4.1375
ALVE4 | 51.0059 | -4.1365
DINO4 | 53.1215 | -4.1001
GACC | 52.9281 | -4.0901
LAGA4 | 50.389 | -4.0127
FFES2 | 52.9807 | -3.969
SWAN1 | 51.6827 | -3.961
SWAN2 | 51.6826 | -3.9593
SWAN4 | 51.6895 | -3.9567
TRAW1 | 52.9289 | -3.9506
TRAW2 | 52.9274 | -3.9475
TRAW4 | 52.9264 | -3.9454
BAGB2 | 51.617 | -3.8325
BRFN | 51.6292 | -3.824
BRFS | 51.624 | -3.8234
GRAN6 | 51.56 | -3.7541
MAGA2 | 51.5629 | -3.7539
ABHA4 | 50.4716 | -3.7309
ABHA1 | 50.4716 | -3.7295
PYLE2 | 51.5358 | -3.6877
RHIG | 51.7466 | -3.5448
PENM4 | 53.2468 | -3.4805
BODE4 | 53.2501 | -3.4761
COWB2 | 51.487 | -3.407
EXET1 | 50.7665 | -3.4059
EXET4 | 50.7675 | -3.4052
ABTH1 | 51.3852 | -3.4033
ABTH2 | 51.3883 | -3.4032
UPPB2 | 51.5741 | -3.3004
CILF4 | 51.6358 | -3.3001
UPPB1 | 51.5752 | -3.2975
RASS4 | 51.8083 | -3.2268
RASS1 | 51.8087 | -3.2257
TAUN4 | 51.017 | -3.1551
TAUN1 | 51.0169 | -3.1528
CARE2 | 51.4948 | -3.1454
CARE1 | 51.4955 | -3.1447
HINP2 | 51.2062 | -3.1325
TREM3 | 51.4817 | -3.1307
TREM2 | 51.482 | -3.1302
HINP4 | 51.2067 | -3.1276
DEES4 | 53.2306 | -3.0775
CONQ | 53.2275 | -3.0727
BIRK2 | 53.3658 | -3.0627
BIRK1 | 53.3659 | -3.0613
LEGA4 | 53.0285 | -3.0538
LEGA1 | 53.0289 | -3.052
IMPP3 | 51.5474 | -3.0315
IMPP4 | 51.5479 | -3.0309
STAH1 | 53.8797 | -2.9898
STAH4 | 53.8788 | -2.9878
HRKR | 54.942 | -2.9852
USKM2 | 51.5471 | -2.9786
USKM1 | 51.5487 | -2.9755
BRWA2 | 51.1174 | -2.9698
BRWA2 | 51.1174 | -2.9689
BRWA1 | 51.1173 | -2.9688
HARK1 | 54.9415 | -2.9644
HARK2 | 54.9414 | -2.9629
HARK4 | 54.9411 | -2.9616
CAPE4 | 53.2688 | -2.9492
CAPE1A | 53.2667 | -2.9488
CAPE2 | 53.2677 | -2.9463
AXMI4 | 50.7865 | -2.9246
AXMI1 | 50.7871 | -2.9244
LISD2 | 53.4186 | -2.9243
WOCO1 | 50.7868 | -2.9214
WHSO4 | 51.5653 | -2.9087
WHSO2 | 51.5648 | -2.9086
LLWE3 | 51.5729 | -2.9062
LLWE3 | 51.573 | -2.9058
HEYS4 | 54.0323 | -2.8911
HEYS1 | 54.0327 | -2.889
| 54.0345 | -2.887
KIBY1 | 53.4693 | -2.8495
KIBY2 | 53.4692 | -2.8477
WASF2 | 53.5626 | -2.8195
INCE1 | 53.2777 | -2.8112
PEWO2 | 53.7455 | -2.7578
PENE1 & PE | 53.7463 | -2.7566
PEWO4 | 53.7432 | -2.7561
RAIN2 | 53.4213 | -2.7388
RAIN1 | 53.4211 | -2.7378
ROCK4 | 53.315 | -2.725
OXEN3 | 54.305 | -2.7204
FROD2 | 53.3095 | -2.7168
FROD4 | 53.3087 | -2.7159
BOLD1 | 53.434 | -2.6944
SHRE4 | 52.709 | -2.6928
SHRE1 | 52.7097 | -2.6927
FIDF2 | 53.3713 | -2.6891
HUTT1 | 54.2978 | -2.6721
HUTT4 | 54.2975 | -2.6709
SEAB1 | 51.5363 | -2.6705
SEAB4 | 51.5371 | -2.67
NEWH4 | 51.6109 | -2.6691
WEAJ3R | 53.3093 | -2.6523
BRGN4 | 51.8768 | -2.6357
AUST4 | 51.6084 | -2.6155
WALF4 | 51.8882 | -2.6045
OLDS1 | 51.6473 | -2.5719
IRON4 | 52.632 | -2.5143
IRON1 | 52.6325 | -2.51
CHIC1 | 50.6244 | -2.4893
CHIC4 | 50.6246 | -2.4865
IROA1 | 51.569 | -2.4813
IROA2 | 51.5698 | -2.4805
CARR1B | 53.4359 | -2.4086
CARR4 | 53.4363 | -2.4071
CARR2 | 53.4345 | -2.4019
DAIN4 | 53.4257 | -2.3791
KEGS1 | 53.5394 | -2.3594
KEAR4 | 53.5373 | -2.3585
KEAR2 | 53.5377 | -2.3574
PADI1 | 53.7945 | -2.3274
WOLA4 | 53.3314 | -2.3213
PADI4 | 53.7953 | -2.3212
LYLA4 | 53.328 | -2.3074
SMAN2 | 53.4203 | -2.2763
SMAN1 | 53.4221 | -2.2751
PORH1 | 51.8716 | -2.2662
WALH4 | 51.8791 | -2.2539
BISW1 | 52.3125 | -2.2427
BISW2 | 52.3121 | -2.2417
ROCH2 | 53.622 | -2.2169
ROCH1 | 53.6217 | -2.2155
PENN4 | 52.5569 | -2.2098
PENN2 | 52.5562 | -2.2097
PENN4 | 52.5554 | -2.2095
PENN1 | 52.5565 | -2.2083
WHGA2 | 53.5287 | -2.1672
FOUR2 | 55.0118 | -2.1642
WHGA1 | 53.5296 | -2.1635
MELK4 | 51.3944 | -2.1508
MELK2 | 51.3929 | -2.1506
MELK1 | 51.3918 | -2.1504
BRED1 | 53.4152 | -2.1313
BRED2 | 53.4146 | -2.1289
MACC4 | 53.2688 | -2.1215
MACC2 | 53.2684 | -2.1205
BUSH2 | 52.637 | -2.1157
BUSH1 | 52.6362 | -2.1148
CELL1 | 53.0411 | -2.0858
CELL4 | 53.0409 | -2.0826
WIEN1 | 52.5768 | -2.0598
WIEN2 | 52.5778 | -2.0495
STAL2 | 53.4917 | -2.0443
STAL4 | 53.4937 | -2.0413
OCKH1 | 52.541 | -2.0331
OCKH2 | 52.5419 | -2.0296
OLDB2 | 52.4986 | -2.0238
OLDB4 | 52.4994 | -2.023
OLDB1 | 52.4985 | -2.0223
KITW2 | 52.4308 | -2.0139
KITW1 | 52.4313 | -2.0132
MITY4 | 51.6077 | -2.0026
MITY1 | 51.6075 | -2.0012
FECK2 | 52.2522 | -1.9738
FECK6 | 52.2524 | -1.9721
FECK4 | 52.2499 | -1.9719
BUST1 | 52.553 | -1.964
BUST2 | 52.5533 | -1.9609
RUGE4 | 52.7567 | -1.915
RUGE1 | 52.7538 | -1.9126
BRER3 | 52.7499 | -1.8972
MANN4 | 50.8469 | -1.896
BRAW1 | 53.8101 | -1.867
BRAW2 | 53.8105 | -1.8654
BRAW4 | 53.8105 | -1.8643
NECH2 | 52.5068 | -1.8523
WOTU4 | 53.4954 | -1.8334
ELLA2 | 53.6939 | -1.8237
ELLA1 | 53.6949 | -1.8226
DUBR | 53.5169 | -1.7668
STEW4 | 54.9784 | -1.7445
STEW2 | 54.9777 | -1.7424
STES1 | 54.9744 | -1.7325
STEN1 | 54.9781 | -1.7245
HAMH4 | 52.5309 | -1.7143
HAMH2 | 52.5331 | -1.7121
LEMR1 | 52.5287 | -1.7087
HAMH1 | 52.5273 | -1.7085
DRAK2 | 52.7719 | -1.6548
DRAK4 | 52.7738 | -1.653
DRAK1 | 52.7732 | -1.6495
BESW2 | 52.3858 | -1.6155
BESW1 | 52.3866 | -1.6139
STSB6 | 53.4879 | -1.6046
STSB4 | 53.4877 | -1.602
KIRK2 | 53.8062 | -1.598
SPEN2 | 54.7055 | -1.5548
SPEN1 | 54.7048 | -1.5544
SPEN4 | 54.7053 | -1.5528
WILE4 | 52.8557 | -1.5527
WILL1 | 52.8561 | -1.5488
WILL2 | 52.8554 | -1.5467
BLYT2 | 55.1411 | -1.5307
SILV5 | 55.0177 | -1.5044
TYNE5 | 55.0231 | -1.5016
TYNE2 | 55.0236 | -1.5007
TYNE1 | 55.0238 | -1.4993
SKLG2A | 53.7769 | -1.4968
SKLG2B | 53.7754 | -1.4961
SKLG2C | 53.7777 | -1.4952
NEEP4 | 53.4067 | -1.4885
NURS1 | 50.9409 | -1.4879
KNAR2 | 54.0312 | -1.4878
NEEP2 | 53.4066 | -1.4877
NURS4 | 50.9424 | -1.4867
SHEC2 | 53.3747 | -1.4785
WBOL6 | 54.9401 | -1.472
NORL2 | 53.3485 | -1.4715
WBOL2 | 54.9401 | -1.4704
COVE1 | 52.4555 | -1.464
COVE2 | 52.4564 | -1.4637
JORD2 | 53.3295 | -1.458
OFFE2 | 54.8808 | -1.458
SSHI3 | 54.9733 | -1.4501
SSHI2 | 54.9734 | -1.4495
PITS2 | 53.4008 | -1.4437
MAWO4 | 50.8983 | -1.4402
WIBA2 | 53.4159 | -1.4139
HAWP2 | 54.805 | -1.4051
HAWP4 | 54.8054 | -1.4031
HAWP6 | 54.8063 | -1.4016
TINP2 | 53.4011 | -1.3946
CHTE2 | 53.2246 | -1.3889
CHTE1 | 53.2243 | -1.3875
TEMP2 | 53.4121 | -1.3858
WMEL1 | 53.5019 | -1.3785
WMEL2 | 53.5015 | -1.377
NORT4 | 54.5928 | -1.3672
NORT2 | 54.5927 | -1.3643
NORT1 | 54.5922 | -1.3628
BRIN2 | 53.4015 | -1.352
BRIN4 | 53.4011 | -1.3496
FAWL1 | 50.821 | -1.3297
FAWL4 | 50.8217 | -1.3285
ALDW2 | 53.4455 | -1.3206
HARM2 | 54.7005 | -1.292
HARM6 | 54.7012 | -1.2906
COWE1 | 50.7455 | -1.2863
CHIL4 | 50.8357 | -1.2854
FERR4C | 53.7173 | -1.2849
FERR2C | 53.7179 | -1.2829
HNCC | 51.7485 | -1.279
FERR1 | 53.7221 | -1.2782
FERR2A | 53.7193 | -1.2718
THUR2 | 53.4049 | -1.2685
MONF2 | 53.7555 | -1.267
MONF4 | 53.7563 | -1.2668
THUR6 | 53.4048 | -1.2666
MONF2 | 53.7571 | -1.2665
DIDC4 | 51.6256 | -1.2593
HSCC | 51.7348 | -1.259
RATS4 | 52.8637 | -1.256
RATS1 | 52.8633 | -1.2527
SALH2 | 54.6055 | -1.2378
BOTW1 | 50.885 | -1.233
BOTW4 | 50.8846 | -1.2321
NWBY4 | 54.5041 | -1.2295
CULJ4 | 51.6612 | -1.2284
ENDE4 | 52.5976 | -1.2171
ENDE1 | 52.5981 | -1.2148
BRFI | 54.6035 | -1.2009
COWL4 | 51.7115 | -1.1905
HATL2 | 54.6357 | -1.1832
LEWW4 | 51.5114 | -1.1631
NUNT4 | 54.5245 | -1.1607
MOUD4 | 51.5351 | -1.1603
GRTO6 | 54.5816 | -1.1494
GRTO2 | 54.5805 | -1.1487
LACK6 | 54.5677 | -1.1334
WILT2 | 54.5757 | -1.1318
LACK2 | 54.5669 | -1.1317
POPP2 | 53.9751 | -1.1316
GRST6 | 54.5758 | -1.1311
LACK4 | 54.566 | -1.1306
EGGB4 | 53.7134 | -1.1297
GRST2B | 54.5741 | -1.1292
GRST2A | 54.5753 | -1.1247
TODP2 | 54.6065 | -1.1166
TODP6 | 54.6063 | -1.1157
LOBU3 | 52.2866 | -1.1024
THOM4 | 53.5756 | -1.0891
THOM6 | 53.5792 | -1.087
THOM2 | 53.5787 | -1.087
BRLE4 | 51.3361 | -1.0773
PAFB4 | 52.2916 | -1.0553
STOB4 | 52.9598 | -1.0506
LOVE1 | 50.9162 | -1.0402
LOVE4 | 50.9174 | -1.04
OSBA1 | 53.9564 | -1.0243
OSBA4 | 53.9568 | -1.0225
CAML6 | 53.7295 | -1.0008
DRAX1 | 53.7325 | -0.99257
DRAX4 | 53.7362 | -0.99242
ECLA1 | 51.9272 | -0.90826
ECLA4 | 51.9262 | -0.90717
FLEE4 | 51.2513 | -0.88337
FLEE1 | 51.2502 | -0.88103
STAY4 | 53.0775 | -0.86897
STAY1C | 53.0768 | -0.86551
STAY1B | 53.0778 | -0.86411
THTO4 | 53.9004 | -0.82205
NEWK3 | 53.1019 | -0.81155
WBUR4 | 53.3592 | -0.80942
WBUR1 | 53.3604 | -0.80717
HIGM4 | 53.2279 | -0.79577
HIGM2 | 53.228 | -0.79265
COTT4 | 53.3007 | -0.78124
KEAD4 | 53.5981 | -0.7562
GREN4 | 52.2431 | -0.72892
GREN1 | 52.2434 | -0.72568
LEIB4 | 51.9045 | -0.67765
AMEM4 | 51.6651 | -0.65635
AMEM1 | 51.6642 | -0.65512
SUND4 | 51.9364 | -0.50301
SUND1 | 51.9333 | -0.50157
IVER4 | 51.5441 | -0.49889
IVER2 | 51.5432 | -0.49786
IVER1 | 51.5418 | -0.49764
IVER6 | 51.5413 | -0.49651
WWEY1 | 51.348 | -0.48908
WWEY2 | 51.3525 | -0.48031
WWEY4 | 51.3536 | -0.47959
LALE2 | 51.4238 | -0.47057
LALE1 | 51.4244 | -0.46938
CREB4 | 53.8007 | -0.41528
CREB1 | 53.801 | -0.41449
NHYD6 | 51.4992 | -0.41142
NHYD2 | 51.4999 | -0.41142
WATS1 | 51.6423 | -0.40509
WATS2 | 51.643 | -0.40414
BUSY3 | 51.6466 | -0.38494
ELST4 | 51.6615 | -0.34547
ELST2 | 51.6611 | -0.34327
ELST1 | 51.66 | -0.3423
CHSI1 | 51.3434 | -0.32335
CHSI2 | 51.3441 | -0.32265
EASO1 | 52.2149 | -0.30253
EASO4 | 52.2147 | -0.30159
EALI6 | 51.5016 | -0.29676
EALI2 | 51.5018 | -0.29612
ACTL8 | 51.5341 | -0.25915
HEND1 | 51.5948 | -0.25828
ACTL8 | 51.5331 | -0.258
WISD2 | 51.5342 | -0.25792
KILL4 | 53.6557 | -0.25719
WISD1 | 51.5346 | -0.25715
WISD6 | 51.535 | -0.25705
WYMO4 | 51.9271 | -0.25023
SAES2 | 53.737 | -0.24275
SAEN2 | 53.742 | -0.23849
HUMR4 | 53.6384 | -0.23847
SAEN1 | 53.7428 | -0.23808
BOLN1 | 50.9744 | -0.23649
BOLN4 | 50.9753 | -0.23491
HEDO2 | 53.7475 | -0.23429
CORM3 | 51.9291 | -0.22776
BICF4 | 52.9308 | -0.22116
KENG4 | 51.527 | -0.21977
MILH1 | 51.618 | -0.20954
MILH2 | 51.6179 | -0.20857
WIMB2 | 51.4311 | -0.18915
WIMB1 | 51.431 | -0.18803
WIMB3D | 51.4313 | -0.18786
SMAR1 | 51.5256 | -0.17395
SJOW1 | 51.5271 | -0.17175
SJOW2 | 51.527 | -0.17092
LODR6 | 51.5284 | -0.17053
SJOW4 | 51.5282 | -0.1697
SJOW4 | 51.5275 | -0.16952
GRIW4 | 53.5653 | -0.15231
GRIW1 | 53.566 | -0.15076
SHBA4 | 53.6014 | -0.14615
SPLN4 | 52.8058 | -0.13331
BEDD2 | 51.3731 | -0.12843
BEDD4 | 51.3726 | -0.12649
BEDD1B | 51.3741 | -0.1262
CITR4 | 51.5308 | -0.096099
CITR4 | 51.5302 | -0.095727
NEWX2 | 51.4846 | -0.059528
NEWX2B | 51.4844 | -0.057533
TOTT1 | 51.6038 | -0.048684
TOTT2 | 51.6043 | -0.047429
HACK6 | 51.5595 | -0.044431
HACK4 | 51.5589 | -0.044339
HACK2 | 51.5594 | -0.043301
HACK1 | 51.5595 | -0.040784
BRIM1 | 51.6635 | -0.024885
BRIM2 | 51.6645 | -0.023315
WALX2 | 51.7139 | -0.011573
WALX4 | 51.7149 | -0.011094
ROWD4 | 51.3519 | -0.0035362
AUNE0 | 0 | 0
BICF1 | 0 | 0
BRER3 | 0 | 0
BRFORC | 0 | 0
BRIGP | 0 | 0
CARP0 | 0 | 0
CARP4 | 0 | 0
CARP2 | 0 | 0
CARPP | 0 | 0
CCPF0 | 0 | 0
CENP0 | 0 | 0
CITR1 | 0 | 0
COLS0 | 0 | 0
CORB1 | 0 | 0
COWL1 | 0 | 0
CRIS0 | 0 | 0
DART0 | 0 | 0
DERWP | 0 | 0
DUBR4 | 0 | 0
ELST0 | 0 | 0
ESTJ0 | 0 | 0
FELLP | 0 | 0
FELLP | 0 | 0
FERE4 | 0 | 0
FERW4 | 0 | 0
FOUR3 | 0 | 0
GRAI1 | 0 | 0
KEAD1 | 0 | 0
KIGP0 | 0 | 0
KLYNPA | 0 | 0
LAKEC | 0 | 0
LIEC2 | 0 | 0
LODR6 | 0 | 0
LOWD0 | 0 | 0
NFLTRC | 0 | 0
PAFB3 | 0 | 0
PENE1G | 0 | 0
PENW1G | 0 | 0
SEVT0 | 0 | 0
SJOW0 | 0 | 0
STAL2B | 0 | 0
THEC2 | 0 | 0
WAKE1 | 0 | 0
WOTU0 | 0 | 0
WHAM4 | 51.5196 | 0.00084503
WHAM1 | 51.5196 | 0.0018434
RYEH1 | 51.7581 | 0.0034608
RYEH4 | 51.759 | 0.0085629
RYEH4 | 51.7586 | 0.01077
REBR2 | 51.5885 | 0.043038
ELTH1 | 51.4598 | 0.080405
BARK3 | 51.5165 | 0.10696
BARK1G | 51.5178 | 0.10874
BARK1C | 51.5182 | 0.11316
BARK2 | 51.5207 | 0.11433
BARK4 | 51.5226 | 0.1154
PELH1 | 51.9351 | 0.11679
PELH4 | 51.9351 | 0.11875
HURS2 | 51.4326 | 0.15462
WALP4 | 52.7266 | 0.1981
WALP1 | 52.7277 | 0.19893
LITT4 | 51.4647 | 0.23921
LITT1 | 51.4606 | 0.24439
WTHU4 | 51.471 | 0.28801
WARL2 | 51.5528 | 0.30138
NFLW2 | 51.4328 | 0.31192
BURW1 | 52.2801 | 0.31206
BURW4 | 52.2808 | 0.31342
NFLW4 | 51.4347 | 0.3141
NFLE1 | 51.428 | 0.32973
NFLE4 | 51.4288 | 0.33031
TILB2 | 51.4601 | 0.39053
TILB1 | 51.4611 | 0.39161
SING4 | 51.405 | 0.39238
TILB4 | 51.4603 | 0.39373
NINF4 | 50.8815 | 0.44767
NINF1 | 50.8807 | 0.4495
COSO4 | 51.5129 | 0.50673
RAYL4 | 51.5941 | 0.56644
RAYM1 | 51.5936 | 0.56852
BRAI1 | 51.8654 | 0.57604
BRAI4 | 51.8649 | 0.57635
KINO1 | 51.42 | 0.59622
KINO4 | 51.4186 | 0.5984
DAMC4 | 51.4243 | 0.59867
DAMC4 | 51.4244 | 0.60155
CHTM4 | 51.4206 | 0.69987
HORP4 | 51.4358 | 0.70544
GRAI4 | 51.445 | 0.71573
KEMS1 | 51.3673 | 0.74064
KEMS4 | 51.3683 | 0.74146
BRWE1 | 51.7389 | 0.89896
CLEH4 | 51.3382 | 0.94036
DUNG4 | 50.915 | 0.94742
DUNG2 | 50.9142 | 0.96383
SELL4B | 51.106 | 0.9723
SELLD | 51.1054 | 0.97519
SELL4 | 51.1065 | 0.97608
SELL1 | 51.1062 | 0.97755
BRFO4 | 52.0713 | 1.0621
BRFO1 | 52.0702 | 1.0628
CANT1 | 51.2923 | 1.0942
CANT4 | 51.2938 | 1.0966
BAKG | 51.0828 | 1.1945
NORM4 | 52.5741 | 1.2719
NOTR1 | 52.6078 | 1.308
LEIS1 | 52.208 | 1.6112
SIZE4 | 52.215 | 1.6165
SIZE1 | 52.2116 | 1.6167
BARK | 51.5203 | 0.11464
HACK | 51.5602 | -0.04624
REBR | 51.5892 | 0.04405
TOTT | 51.6053 | -0.04719
WHAM | 51.5199 | 0.00025
WTHU | 51.4723 | 0.28938
BRIM | 51.6662 | -0.02165
WALX | 51.71 | -0.00795
NEWX | 51.4838 | -0.06132
WIMB | 51.4312 | -0.18744
AMEM | 51.6622 | -0.66349
ELST | 51.6601 | -0.34314
IVER | 51.5444 | -0.49877
LALE | 51.4235 | -0.47109
MILH | 51.6176 | -0.20891
NHYD | 51.4992 | -0.41094
WATS | 51.643 | -0.40591
CITR | 51.5307 | -0.0958
EALI | 51.5017 | -0.29627
SJOW | 51.528 | -0.16918
WISD | 51.5356 | -0.25683
BEDD | 51.374 | -0.12918
CHSI | 51.3442 | -0.32297
HURS | 51.4358 | 0.15361
LITT | 51.4652 | 0.23863
WWEY | 51.3524 | -0.4811
RYEH | 51.7589 | 0.00679
BOLN | 50.976 | -0.23513
NINF | 50.8809 | 0.44934
BOTW | 50.8849 | -1.2311
FAWL | 50.8219 | -1.3327
LOVE | 50.917 | -1.0412
NURS | 50.9416 | -1.4861
FLEE | 51.2505 | -0.87978
BRLE | 51.3355 | -1.077
TILB | 51.4604 | 0.38955
KINO | 51.4182 | 0.59879
NFLE | 51.4263 | 0.33333
SING | 51.4046 | 0.39383
KEMS | 51.3691 | 0.73969
DUNG | 50.9154 | 0.94787
BRWE | 51.7394 | 0.89966
COSO | 51.5127 | 0.5076
RAYL | 51.5876 | 0.59611
WARL | 51.553 | 0.30064
CANT | 51.2936 | 1.0967
GRAI | 51.4488 | 0.71568
SELL | 51.1052 | 0.9755
ECLA | 51.9265 | -0.90636
LEIB | 51.9028 | -0.67693
PAFB | 52.2911 | -1.0557
SUND | 51.9347 | -0.50324
PELH | 51.935 | 0.11938
WYMO | 51.9285 | -0.25037
COWL | 51.7103 | -1.1909
CULJ | 51.6602 | -1.228
DIDC | 51.6253 | -1.2595
AXMI | 50.7869 | -2.9224
CHIC | 50.6237 | -2.4881
MANN | 50.8472 | -1.8948
BRWA | 51.1175 | -2.9686
HINP | 51.2059 | -3.1322
TAUN | 51.0169 | -3.1533
ABHA | 50.4719 | -3.7318
ALVE | 51.0057 | -4.1365
EXET | 50.768 | -3.4033
INDQ | 50.3947 | -4.9011
LAND | 50.4443 | -4.2421
WALH | 51.8801 | -2.2513
IROA | 51.5701 | -2.4804
MELK | 51.3929 | -2.1494
MITY | 51.607 | -2.0028
SEAB | 51.5377 | -2.6733
BAGB | 51.6253 | -3.8231
COWT | 51.488 | -3.4071
MAGA | 51.5633 | -3.7541
PYLE | 51.5364 | -3.6883
ABTH | 51.3855 | -3.4025
CARE | 51.4964 | -3.145
TREM | 51.482 | -3.1304
UPPB | 51.5757 | -3.2996
USKM | 51.5483 | -2.9672
WHSO | 51.5656 | -2.9103
CILF | 51.6358 | -3.2982
IMPP | 51.5498 | -3.0361
PEMB | 51.6823 | -4.99
RASS | 51.8074 | -3.2299
SWAN | 51.6891 | -3.9575
WALP | 52.7276 | 0.1976
SIZE | 52.2105 | 1.6137
NORW | 52.5733 | 1.2718
NORW | 52.6075 | 1.3078
EASO | 52.2152 | -0.30207
BRFO | 52.0734 | 1.0628
GREN | 52.243 | -0.7287
BURW | 52.2803 | 0.31174
BRAI | 51.8647 | 0.57652
SPLN | 52.8074 | -0.1301
HIGM | 53.2281 | -0.79259
COTT | 53.301 | -0.78162
STAY | 53.0777 | -0.86891
WBUR | 53.3595 | -0.80992
PENN | 52.5562 | -2.2094
BISW | 52.3126 | -2.242
BUSH | 52.6372 | -2.114
KITW | 52.4305 | -2.0151
OCKH | 52.5421 | -2.0295
OLDB | 52.4989 | -2.0235
OLDB | 51.647 | -2.5708
WIEN | 52.5757 | -2.0598
BESW | 52.3859 | -1.615
BUST | 52.5528 | -1.9631
COVE | 52.4548 | -1.4631
FECK | 52.2526 | -1.9721
HAMH | 52.53 | -1.714
NECH | 52.507 | -1.8512
CELL | 53.0409 | -2.082
DRAK | 52.7726 | -1.6546
IRON | 52.6317 | -2.5141
RUGE | 52.7569 | -1.9155
SHRE | 52.7081 | -2.6926
WILE | 52.855 | -1.5544
RATS | 52.8633 | -1.2558
ENDE | 52.5964 | -1.219
ENDE | 52.5964 | -1.219
LEGA | 53.0275 | -3.0522
DEES | 53.2303 | -3.077
DINO | 53.1193 | -4.1128
PENT | 53.1877 | -4.1566
WYLF | 53.4134 | -4.4795
FFES | 52.9806 | -3.969
TRAW | 52.927 | -3.9472
FIDF | 53.3716 | -2.6883
KIBY | 53.47 | -2.8475
LISD | 53.4194 | -2.9238
RAIN | 53.4207 | -2.7388
WASF | 53.5622 | -2.8197
BRED | 53.4148 | -2.1294
CARR | 53.4349 | -2.4003
CARR | 53.4349 | -2.4034
SMAN | 53.4201 | -2.2777
BIRK | 53.3635 | -3.0594
CAPE | 53.2662 | -2.948
FROD | 53.3094 | -2.7173
ROCK | 53.3139 | -2.7204
KEAR | 53.5382 | -2.359
ROCH | 53.6214 | -2.2161
WHGA | 53.5295 | -2.1676
PADI | 53.7952 | -2.3271
DAIN | 53.426 | -2.3777
MACC | 53.2686 | -2.1206
STAL | 53.4922 | -2.0437
BRAW | 53.8103 | -1.8663
ELLA | 53.6939 | -1.8224
KIRK | 53.8058 | -1.5968
SKLG | 53.7756 | -1.4965
POPP | 53.9744 | -1.1329
ALDW | 53.4453 | -1.3209
BRIN | 53.4015 | -1.35
CHTE | 53.2246 | -1.3888
JORD | 53.3301 | -1.4534
NEEP | 53.4061 | -1.4892
NORL | 53.3499 | -1.4699
PITS | 53.3997 | -1.4463
SHEC | 53.3753 | -1.4771
STSB | 53.4888 | -1.6036
TEMP | 53.4121 | -1.385
THUR | 53.4037 | -1.2675
TINP | 53.4008 | -1.3923
WMEL | 53.5023 | -1.3788
WIBA | 53.4133 | -1.4177
DRAX | 53.7352 | -0.99338
FERR | 53.7201 | -1.2726
FERR | 53.7228 | -1.2771
MONF | 53.7572 | -1.2673
EGGB | 53.7138 | -1.1303
OSBA | 53.9572 | -1.0241
THOM | 53.5759 | -1.0906
THTO | 53.9 | -0.82029
GRIW | 53.566 | -0.1518
HUMR | 53.6337 | -0.22901
KILL | 53.6563 | -0.25541
SHBA | 53.6033 | -0.14537
CREB | 53.8008 | -0.4133
KEAD | 53.5972 | -0.75792
SAEN | 53.7477 | -0.25473
SAES | 53.741 | -0.23818
GRTO | 54.5987 | -1.1392
GRST | 54.5736 | -1.1303
HATL | 54.6363 | -1.1835
LACK | 54.5658 | -1.1323
SALH | 54.607 | -1.2383
TODP | 54.6061 | -1.116
HARM | 54.7003 | -1.2918
HAWP | 54.8058 | -1.4014
NORT | 54.5915 | -1.3686
OFFE | 54.8812 | -1.4576
SSHI | 54.9736 | -1.4522
TYNE | 55.0244 | -1.501
WBOL | 54.9407 | -1.4708
STEN | 54.9775 | -1.7266
STES | 54.9739 | -1.7328
STEW | 54.9775 | -1.7437
BLYT | 55.1418 | -1.5328
SPEN | 54.7056 | -1.5563
FOUR | 55.0123 | -2.1634
HARK | 54.941 | -2.9633
PEWO | 53.7443 | -2.7551
STAH | 53.8786 | -2.9875
HEYS | 54.0318 | -2.89
HUTT | 54.2974 | -2.6714
AYR | 55.4569 | -4.5874
BERW | 55.7774 | -2.0787
BROX | 55.9193 | -3.4534
CATY | 55.857 | -4.1966
CAFA | 55.1435 | -4.1893
CHAP | 55.0135 | -3.2211
CHAS | 55.8551 | -4.239
COAT | 55.8514 | -4.0134
COCK | 55.9666 | -2.967
COYL | 55.4471 | -4.429
CURR | 55.9022 | -3.3087
DEWP | 55.9472 | -3.209
DUMF | 55.0619 | -3.583
DUNB | 55.9766 | -2.5727
EAST | 55.1102 | -4.1693
EKIL | 55.7849 | -4.1916
EKIS | 55.7395 | -4.1611
EERH | 55.8786 | -4.073
ECCF | 55.0611 | -3.277
ECCL | 55.6681 | -2.3277
ELVA | 55.437 | -3.6723
GALA | 55.6078 | -2.7665
GIFF | 55.798 | -4.2977
GLLE | 55.0972 | -4.181
GLLU | 54.8766 | -4.798
GORG | 55.935 | -3.2348
HAWI | 55.4282 | -2.791
INWI | 55.9607 | -2.4149
KAIM | 55.8905 | -3.1634
KEOO | 55.1608 | -4.1805
KILS | 55.5796 | -4.456
KILT | 55.5931 | -4.487
MARM | 55.7999 | -2.0256
MAYB | 55.337 | -4.677
NEAR | 55.8213 | -3.936
NETS | 54.9484 | -4.491
POOB | 55.9523 | -3.1225
RAVE | 55.7849 | -3.9572
SHRU | 55.9653 | -3.1849
SIGH | 55.9257 | -3.3
STHA | 55.7526 | -4.0802
TELR | 55.9615 | -3.2413
TONG | 54.8545 | -4.026
WHHO | 55.9302 | -3.1994
BPGR | 56.0154 | -3.6936
CLYM | 55.8559 | -4.2552
DALM | 55.8386 | -4.2083
LINM | 55.9031 | -4.2568
LING | 55.9074 | -3.5068
SANX | 56.3407 | -2.7959
WISH | 55.7642 | -3.9288
BRAP | 55.8807 | -4.381
CROO | 55.8211 | -4.3643
ELDE | 55.8395 | -4.4629
ERSK | 55.9036 | -4.481
GOVA | 55.8535 | -4.3142
HUNF | 55.7432 | -4.8635
JOHN | 55.8443 | -4.5041
KILW | 55.664 | -4.6781
MEAD | 55.5839 | -4.638
PAIS | 55.8391 | -4.4107
SACO | 55.646 | -4.7938
SPAV | 55.9355 | -4.8113
DEVM | 55.9274 | -4.6768
HAGR | 55.83 | -4.2965
DUNO | 55.9746 | -4.94
GRMO | 56.0018 | -3.6893
PORD | 55.8731 | -4.2538
WGEO | 55.8626 | -4.2641
BAIN | 56.0138 | -3.7677
BAGA | 55.9004 | -3.6739
BONN | 56.0071 | -3.8603
CUPA | 56.3142 | -3.035
DEVO | 56.1373 | -3.7792
DRCR | 55.9065 | -3.5876
DUNF | 56.0896 | -3.4489
GLNI | 56.1084 | -3.2671
GLRO | 56.204 | -3.1963
INKE | 56.0422 | -3.3895
LEVE | 56.2078 | -2.9972
MOSH | 56.1059 | -3.293
REDH | 56.1453 | -3.148
STIR | 56.1157 | -3.9146
WFIE | 56.1628 | -3.2959
CUMB | 55.947 | -3.9638
MOSM | 56.1112 | -3.2712
DRUM | 55.9157 | -4.3489
HELE | 56.0199 | -4.701
KILB | 55.9047 | -4.4121
KIER | 55.9033 | -4.3099
PART | 55.8695 | -4.3161
STLE | 55.9469 | -4.5761
WHTL | 56.0866 | -4.833
AUCH | 55.0687 | -4.9782
ARMO | 57.5544 | -6.645
BEAU | 57.4676 | -4.4898
BOAG | 57.2493 | -3.723
BROA | 57.2479 | -5.9358
CEAN | 57.154 | -4.9367
DUGR | 57.4279 | -6.531
ELGI | 57.6623 | -3.3172
FASN | 57.3228 | -4.7894
FAUG | 57.1366 | -4.7145
FWIL | 56.8193 | -5.0743
GRUB | 57.6145 | -4.8299
INNE | 57.452 | -4.2414
KEIT | 57.5376 | -2.9327
KILO | 56.7136 | -4.95
MACD | 57.6594 | -2.491
NAIR | 57.574 | -3.8445
CASS | 56.5421 | -4.5167
CLAY | 57.1402 | -2.0986
CRAI | 57.1311 | -2.153
DYCE | 57.2114 | -2.181
FRAS | 57.6862 | -2.024
KINT | 57.2129 | -2.374
PERS | 57.1741 | -2.1384
REDM | 57.1084 | -2.0916
STRI | 57.5862 | -2.07
TARL | 57.1515 | -2.788
WIOW | 57.1538 | -2.0971
WOHI | 57.1542 | -2.1463
PEHG | 57.5046 | -1.7841
PEHS | 57.5079 | -1.7843
SFEG | 57.5788 | -1.8413
SFEM | 57.5706 | -1.8381
ABNE | 56.3395 | -3.2938
ARBR | 56.5639 | -2.619
BRAC | 56.2761 | -3.8777
BRID | 56.7204 | -2.5566
BUMU | 56.3967 | -3.4875
CHAR | 56.4738 | -3.0448
COUA | 56.5381 | -3.273
DUDH | 56.4617 | -2.95
FIDD | 56.921 | -2.292
GLAG | 56.4572 | -2.99
KIIN | 56.4754 | -4.3245
LUNA | 56.6544 | -2.865
LYND | 56.4811 | -3.017
MILC | 56.4686 | -2.917
RANN | 56.6902 | -4.3987
TUMB | 56.7064 | -4.0162
SFIL | 56.4346 | -4.0653
CAAD | 55.5903 | -5.5023
CLAC | 56.2771 | -4.922
PORA | 56.026 | -5.35
SLOY | 56.2464 | -4.704
TAYN | 56.4301 | -5.214
ALNE | 57.7081 | -4.2742
BROR | 58.0199 | -3.8747
DOUN | 58.5759 | -3.7535
DUBE | 58.2529 | -3.4298
LAIR | 58.0081 | -4.395
MYBS | 58.4449 | -3.4219
SHIN | 57.9382 | -4.404
THSO | 58.5722 | -3.5094
Note on B111: Nickerson, Rob: In the DNO LTDS System Schematics this is shown as "Clyde's Mill GSP (Westburn Road)".
Note on B133: Nickerson, Rob: And Blyth 66Kv
Note on B166: Nickerson, Rob: and "Penwortham West"
Note on B170: Nickerson, Rob: And Ferrybridge B
Note on B249: Nickerson, Rob: And Elstree Stanmore
Note on B258: Nickerson, Rob: And Hackney 66Kv
Note on B264: Nickerson, Rob: And Willesden Grid 66Kv
Note on B269: Nickerson, Rob: And Barking West 33Kv And Barking 132Kv
Note on B272: Nickerson, Rob: And New Cross 66Kv
Note on B275: Nickerson, Rob: And Tilbury 2&8
Note on B277: Nickerson, Rob: and Wimbledon 3&4 132Kv
Note on B288: Nickerson, Rob: And Bramley (Basi)

## BMU Annuals
Annual demands from CDCA I042 (Elexon Settlement) data. R2 settlement run.
Source: sum_cdcaI042_annual.sas
Annual (2017 calendar year) demand by BMU
Already adjusted for half hourly data
BMU_ID | _FREQ_ | annual_demand | Included in NETA?
T_SCCL-4 | 17568 | 295853.18 | #N/A
T_CASKD-1 | 17568 | 294729.6 | T_CASKD-1
T_BPGRD-1 | 17568 | 264286.32 | T_BPGRD-1
E_BROUD-1 | 17568 | 223063.23 | E_BROUD-1
T_TORN-D | 17568 | 222222.29 | #N/A
T_HEYM2-D | 17568 | 214056.38 | #N/A
T__KYELT003 | 17568 | 204392.3 | T__KYELT003
T_HUMRD-1 | 17568 | 203580.45 | #N/A
E_FAWND | 17568 | 202508.6 | #N/A
T_DINO-5 | 17568 | 193352.9 | #N/A
T_DINO-1 | 17568 | 142047.97 | #N/A
T_DINO-3 | 17568 | 131999.38 | #N/A
T_HUNB-D | 17568 | 123011.83 | #N/A
E__MDRX001 | 17568 | 121860 | #N/A
T_HINB-D | 17568 | 110849.43 | #N/A
T_ABTHD | 17568 | 110284.78 | #N/A
T_DINO-4 | 17568 | 105561.4 | #N/A
T_TINSD-1 | 17568 | 87895.75 | T_TINSD-1
T__MYELT001 | 17568 | 87690.73 | T__MYELT001
T_MOSED-1 | 17568 | 79194.51 | T_MOSED-1
T_DNGB-D | 17568 | 73024.05 | #N/A
M_TEMP | 17568 | 69886.48 | M_TEMP
T_LLWSD-1 | 17568 | 66951.61 | T_LLWSD-1
E__MDRX002 | 17568 | 60759.51 | #N/A
T_BPGRD-2 | 17568 | 60514.16 | T_BPGRD-2
T_GLNG | 17568 | 60375.95 | T_GLNG
T_FIDLST1 | 17568 | 59347.34 | #N/A
T_MEADD-1 | 17568 | 58840.15 | T_MEADD-1
T_COTPS-S | 17568 | 57983.87 | #N/A
E_WBUPS-STX | 17568 | 51268.4 | #N/A
T_LBUZ_RTK | 17568 | 51174.41 | T_LBUZ_RTK
T_BARK-CTRL | 17568 | 49663.22 | T_BARK-CTRL
T_CORM_RTK | 17568 | 47125.99 | T_CORM_RTK
T_WHISTLD-1 | 17568 | 45850.93 | T_WHISTLD-1
T_EGGPS-D | 17568 | 43737.6 | #N/A
T_SFGSD-1 | 17568 | 36922.52 | T_SFGSD-1
T_SFGSD-2 | 17568 | 36211.92 | T_SFGSD-2
T_BAGED-1 | 17568 | 34089.93 | T_BAGED-1
T_EXMOSSD-1 | 17568 | 29346.97 | T_EXMOSSD-1
T_BUSH_RTK | 17568 | 29287.94 | T_BUSH_RTK
E_SHOT-P | 17568 | 27909.88 | #N/A
T_BRER_RTK | 17568 | 27694.61 | T_BRER_RTK
T_TODSD-1 | 17568 | 27326.4 | T_TODSD-1
E_RATS-S | 17568 | 27263.36 | #N/A
T_STFERGD-1 | 17568 | 25767.57 | T_STFERGD-1
T_SELL-1 | 17568 | 25181.76 | T_SELL-1
T_CRUA-3 | 17568 | 25149.45 | #N/A
T_ELSTR-1 | 17568 | 24924.81 | T_ELSTR-1
T_ALUKD-1 | 13202 | 23061.24 | #N/A
T_FROD_NR | 17568 | 23020.83 | T_FROD_NR
T_FFES-3 | 17568 | 22868.69 | #N/A
T_FOYE-1 | 17568 | 22615.93 | #N/A
T_LONGB-RTK | 17568 | 22496.84 | T_LONGB-RTK
T_EGLSD-1 | 17568 | 21776.48 | T_EGLSD-1
M_ACTLLU_C | 17568 | 21540.76 | M_ACTLLU_C
T_SINGL1 | 17568 | 20775.35 | T_SINGL1
E_FERRST1 | 17568 | 20359.69 | #N/A
T_LOAND-1 | 17568 | 18909.98 | #N/A
E_RUGPS-STX | 17568 | 18092.95 | #N/A
T_GOWKD-1 | 17568 | 17961.17 | T_GOWKD-1
T_PATB_RTK | 17568 | 17708.58 | T_PATB_RTK
T_FFES-2 | 17568 | 17677.02 | #N/A
E_USKM-SLD | 17568 | 16942.95 | #N/A
T_PEHED-1 | 17568 | 16836.31 | #N/A
T_SGGLD-1 | 13202 | 16371.55 | #N/A
T_DALRD-1 | 17568 | 14731.75 | T_DALRD-1
T_FFES-4 | 17568 | 14409.22 | #N/A
T_CRUA-1 | 17568 | 14072.42 | #N/A
M_GRTO | 17568 | 13773.55 | M_GRTO
T_LOAND-2 | 17568 | 13023.07 | #N/A
T_HARK_NR | 17568 | 11234.28 | T_HARK_NR
T_POOBD-1 | 17568 | 10153.88 | T_POOBD-1
T_ELVAD-1 | 17568 | 10072.33 | T_ELVAD-1
T_BAGTD-1 | 17568 | 9227.04 | T_BAGTD-1
T_SACOD-1 | 17568 | 9198.56 | T_SACOD-1
T_PARHD-1 | 17568 | 8979.83 | T_PARHD-1
T_OXEN_NR | 17568 | 8050.48 | T_OXEN_NR
T_POPP_3RTK | 17568 | 7783.35 | T_POPP_3RTK
T_BARK_NR | 17568 | 7220.66 | T_BARK_NR
T_WYLF-D1 | 17568 | 7133.6 | #N/A
T_WYLF-D3 | 17568 | 6950.14 | #N/A
T_WYLF-D2 | 17568 | 6165.5 | #N/A
T__HYELT002 | 17568 | 5635.85 | #N/A
E_HUNB-11S | 17568 | 5296.58 | #N/A
T_MARMD-1 | 17568 | 5291.87 | T_MARMD-1
T_INWID-1 | 17568 | 5212.25 | T_INWID-1
T_ECCFD-1 | 17568 | 5195.64 | T_ECCFD-1
T_TRAWS-D | 17568 | 4069.76 | #N/A
E_LYNE2 | 17568 | 4066.86 | #N/A
T_HINPA-D | 17568 | 3891.76 | #N/A
T_PORGD-1 | 17568 | 3492.49 | T_PORGD-1
T_RAVED-1 | 17568 | 3043.73 | T_RAVED-1
E_IRNPS-STX | 16080 | 2394.97 | #N/A
T_CRUAD-1 | 17568 | 2339.59 | #N/A
T_OLDS-D | 17568 | 2143.93 | #N/A
T_GRAI-S | 17568 | 1880.28 | #N/A
T_DUNGA-D | 17568 | 1815.31 | #N/A
T_FOYED-1 | 17568 | 1721.56 | #N/A
T_FFESST1 | 17568 | 1291.1 | #N/A
T_FALGD-1 | 17568 | 1290.8 | #N/A
E_BRYP-1 | 17568 | 1193.7 | #N/A
T_LITTDD | 4366 | 1160.19 | #N/A
T_KILLPG-2 | 17568 | 1056.55 | #N/A
E_KLYN-A-1 | 17568 | 1029.47 | #N/A
T_INDQ-1 | 17568 | 853.54 | #N/A
T_KEADGT-3 | 17568 | 617.14 | #N/A
E_DIDCD | 17568 | 611.06 | #N/A
T_BAGE-2 | 17568 | 592.03 | #N/A
T_CRMLD-1 | 4946 | 586.97 | #N/A
T_CRYRD-2 | 17568 | 538.97 | #N/A
T_OMNDD-1 | 17568 | 356.96 | #N/A
E_TAYL-S | 17568 | 335.91 | #N/A
E_COWED | 17568 | 313.03 | #N/A
T_GLNDOD1 | 17568 | 263.98 | #N/A
T_LBAR-1G | 17568 | 214.46 | #N/A
E_SEAB-1 | 17568 | 211.91 | #N/A
T_DEAND-1 | 17568 | 201.48 | #N/A
E_LYNE3 | 17568 | 197.52 | #N/A
T_SLOYD-1 | 17568 | 192.66 | #N/A
T_KILBWD-1 | 17568 | 190.25 | #N/A
E_LYNE1 | 17568 | 174.56 | #N/A
T_PNYCWD-1 | 10898 | 166.1 | #N/A
T_MILWWD-1 | 17568 | 165.87 | #N/A
E_DOLG_HD | 17568 | 112.62 | #N/A
T_GLEND-1 | 17568 | 97.04 | #N/A
T_SFILD-1 | 17568 | 91.99 | #N/A
E_DOLG_LD | 17568 | 77.29 | #N/A
T_LUICD-1 | 17568 | 74.36 | #N/A
T_INGAD-1 | 17568 | 71.35 | #N/A
T_GRIFWD-1 | 17568 | 45.51 | #N/A
T_CRGHD-1 | 17568 | 36.63 | #N/A
T_GYMRD-E11 | 17568 | 36.48 | #N/A
T_GYMRD-W11 | 17568 | 30.5 | #N/A
T_ANGLD-1 | 17568 | 29.45 | T_ANGLD-1
T_GORDD-1 | 17568 | 27.44 | #N/A
T_CLACD-1 | 17568 | 23.09 | #N/A
E_SEAB-2 | 17568 | 20.53 | #N/A
T_GYMRD-16 | 17568 | 8.78 | #N/A
T_FOXJD-1 | 17568 | 5.59 | T_FOXJD-1
T_FOXJD-2 | 17568 | 2.59 | T_FOXJD-2
T_THNJD-1 | 10850 | 0.53 | #N/A
T_RCBKO-2 | 624 | 0.52 | #N/A
T_THNJD-2 | 10850 | 0.52 | #N/A
E_INDQ-2 | 17568 | 0.44 | #N/A
T_DDGND-1 | 1104 | 0.29 | #N/A
T_GYMRD-W10 | 17568 | 0.09 | #N/A
T_GYMRD-E10 | 17568 | 0.08 | #N/A
E_DERW-1 | 17568 | 0 | #N/A
E_GLNDOD1 | 17568 | 0 | #N/A
E_ROOS-1 | 17568 | 0 | #N/A
T_BARK-1 | 17568 | 0 | #N/A
T_BARKB2 | 17568 | 0 | #N/A
T_COCK-1 | 17568 | 0 | #N/A
T_COCK-2 | 17568 | 0 | #N/A
T_COCK-3 | 17568 | 0 | #N/A
T_COCK-4 | 17568 | 0 | #N/A
T_COCKD-1 | 17568 | 0 | #N/A
T_EWHLW-1 | 1248 | 0 | #N/A
T_FERR-4 | 17568 | 0 | #N/A
T_FERR-5G | 17568 | 0 | #N/A
T_FERR-8G | 17568 | 0 | #N/A
T_GYMRD-2 | 17568 | 0 | #N/A
T_IRNPS-1 | 16080 | 0 | #N/A
T_IRNPS-2 | 16080 | 0 | #N/A
T_LITTD1 | 4366 | 0 | #N/A
T_LITTD1G | 4366 | 0 | #N/A
T_LITTD2 | 4366 | 0 | #N/A
T_LITTD2G | 4366 | 0 | #N/A
T_LITTD3 | 4366 | 0 | #N/A
T_LITTD3G | 4366 | 0 | #N/A
T_OLDS1 | 17568 | 0 | #N/A
T_OLDS2 | 17568 | 0 | #N/A
T_PEHE-2 | 17568 | 0 | #N/A
T_RUGGT-6 | 17568 | 0 | #N/A
T_RUGGT-7 | 17568 | 0 | #N/A
T_RUGPS-7 | 17568 | 0 | #N/A
T_SIZB-5AS | 12814 | 0 | #N/A
T_SIZEA-D | 12814 | 0 | #N/A
T_USKM-15 | 17568 | 0 | #N/A
T_WYLF-1 | 17568 | 0 | #N/A
T_WYLF-2 | 17568 | 0 | #N/A
T_WYLF-3 | 17568 | 0 | #N/A
T_WYLF-4 | 17568 | 0 | #N/A
T_FERR-2 | 17568 | -0.01 | #N/A
T_FERR-1 | 17568 | -0.02 | #N/A
T_GNAPW-1 | 912 | -0.44 | #N/A
T_DRAXX-12G | 17568 | -11.52 | #N/A
T_FIDL-3G | 17568 | -11.93 | #N/A
T_ABTH8G | 17568 | -13.65 | #N/A
T_DRAXX-9G | 17568 | -13.85 | #N/A
T_ABTH9G | 17568 | -15.12 | #N/A
T_ABTH7G | 17568 | -15.25 | #N/A
T_FIDL-2G | 17568 | -16.29 | #N/A
T_DRAXX-10G | 17568 | -21.36 | #N/A
T_KILNS-1 | 17568 | -22.47 | #N/A
T_WBUGT-4 | 17568 | -84.99 | #N/A
T_WBUGT-1 | 17568 | -93.36 | #N/A
T_RATSGT-2 | 17568 | -128.57 | #N/A
T_RATSGT-4 | 17568 | -128.66 | #N/A
T_GLWSW-1 | 3458 | -220.55 | #N/A
T_GRAI1G | 17568 | -260.15 | #N/A
T_GRAI4G | 17568 | -300.33 | #N/A
T_KILLPG-1 | 17568 | -318.23 | #N/A
E_DIDC1G | 17568 | -402.75 | #N/A
E_DIDC2G | 17568 | -447.95 | #N/A
E_DIDC4G | 17568 | -452.36 | #N/A
E_DIDC3G | 17568 | -453.29 | #N/A
T_KLGLW-1 | 1776 | -518.25 | #N/A
E_DOWL-1 | 2208 | -727.46 | #N/A
E_TRFPK-1 | 4418 | -1112.18 | #N/A
E_COWE2 | 17568 | -1338.54 | #N/A
E_COWE1 | 17568 | -1380.29 | #N/A
E_TAYL3G | 17568 | -1427.11 | #N/A
T_CRUA-4 | 17568 | -1480.02 | #N/A
E_ASHWW-1 | 2640 | -1498.77 | #N/A
E_CORB-1 | 17568 | -1742.75 | #N/A
E_TAYL2G | 17568 | -1778.46 | #N/A
E_RHEI-S | 17568 | -1920.37 | #N/A
T_CRYRW-3 | 2208 | -2129.15 | #N/A
T_SLOY-3 | 17568 | -2156.72 | #N/A
E_RDFRB-1 | 4994 | -2294.26 | #N/A
E_BRIDGWTR | 17568 | -3394.25 | #N/A
E_WTRLN-1 | 6626 | -3599.21 | #N/A
E_ABERDARE | 17568 | -3663.33 | #N/A
E_SOLUTIA | 17568 | -3897.27 | #N/A
E_TDRVE-1 | 17568 | -3914.67 | #N/A
T_CGTHW-1 | 6242 | -3938.43 | #N/A
E_SEVINGTN | 17568 | -3966.92 | #N/A
E_HRHLW-1 | 5330 | -4004.7 | #N/A
T_FOYE-2 | 17568 | -4237.25 | #N/A
T_COUWW-1 | 3554 | -4716.16 | #N/A
E_LSTWY-1 | 16896 | -5057.58 | #N/A
E_HBHDW-1 | 2208 | -5308.93 | #N/A
T_BRBEO-1 | 4178 | -5377.47 | #N/A
E_CWMD-1 | 17568 | -5971.33 | #N/A
E_RDFRD-1 | 10562 | -6057.73 | #N/A
T_CRMLW-1 | 4946 | -6892.67 | #N/A
E_LCHWT-1 | 16896 | -7053.1 | #N/A
E_BRGG-1 | 17568 | -7602.19 | #N/A
E_HYTHE | 17568 | -7634.33 | #N/A
T_FFES-1 | 17568 | -7974.82 | #N/A
T_SIZB-D | 17568 | -8663.55 | #N/A
E_FDUN-1 | 17568 | -9054.04 | #N/A
T_ERRO-2 | 17568 | -9589.43 | #N/A
E_CLFLW-1 | 17568 | -9823.23 | #N/A
E_ASLVW-1 | 7346 | -10312.62 | #N/A
E_DOLG_L | 17568 | -11100.11 | #N/A
E_GLCHW-1 | 5858 | -11496.37 | #N/A
T_DINO-2 | 17568 | -11843.82 | #N/A
E_GDSTW-1 | 17568 | -12617.96 | #N/A
T_DUNGW-1 | 6002 | -13157.45 | #N/A
E_PETEM1 | 17568 | -15172.57 | #N/A
M_SLOY-4 | 17568 | -15577.61 | #N/A
T_ERRO-1 | 17568 | -16152.49 | #N/A
E_GNFSW-3 | 17568 | -16291.88 | #N/A
T_CRUA-2 | 17568 | -16657.7 | #N/A
T_PNYCW-1 | 10898 | -17660.31 | #N/A
T_NANT-1 | 17568 | -18152.59 | #N/A
E_DOLG_H | 17568 | -18765.25 | #N/A
T_BLLA-2 | 15552 | -19931.1 | #N/A
T_ERRO-3 | 17568 | -20650.87 | #N/A
T_ANSUW-1 | 17568 | -21208.77 | #N/A
T_DRSLW-1 | 6578 | -21435.7 | #N/A
M_SLOY-1 | 17568 | -21529.89 | #N/A
T_SLOY-2 | 17568 | -21539.96 | #N/A
E_GLOFW-1 | 17568 | -24065.08 | #N/A
E_FASN-3 | 17568 | -24645.82 | #N/A
E_TULWW-2 | 17568 | -25618.52 | #N/A
T_DNLWW-1 | 17568 | -25747.3 | #N/A
E_DALSW-1 | 17568 | -26998.63 | #N/A
E_BETHW-1 | 17568 | -28184.73 | #N/A
E_MAEN-1 | 17568 | -29093.21 | #N/A
T_TDBNW-1 | 17568 | -29776 | #N/A
T_FASN-1 | 17568 | -30194.45 | #N/A
E_FASN-4 | 17568 | -32139.92 | #N/A
T_MKHLW-1 | 17568 | -34666.72 | #N/A
T_FINL-1 | 17568 | -34780.96 | #N/A
T_ACHRW-1 | 17568 | -34850.75 | #N/A
T_FASN-2 | 17568 | -37488.35 | #N/A
E_BTUIW-2 | 17568 | -37575.11 | #N/A
T_WILCT-1 | 17568 | -38434.15 | T_WILCT-1
E_MOYEW-1 | 15552 | -38535.35 | #N/A
E_MANXENR-1 | 17568 | -39413.52 | #N/A
E_GFLDW-1 | 17568 | -39998.04 | #N/A
E_MINSW-1 | 17568 | -40866.23 | #N/A
E_CLAC-1 | 17568 | -42300.97 | #N/A
T_EDINW-1 | 17568 | -46017.51 | #N/A
E_RHEI-1 | 17568 | -46341.55 | #N/A
E_CLDRW-1 | 17568 | -46588.76 | #N/A
T_FARR-2 | 17568 | -47237.57 | #N/A
T_FARR-1 | 17568 | -50231.5 | #N/A
E_HLTWW-1 | 17568 | -53057.94 | #N/A
T_CRGHW-1 | 17568 | -58126.79 | #N/A
T_GORDW-1 | 17568 | -63321.56 | #N/A
T_ARCHW-1 | 17568 | -64489.61 | #N/A
T_WBUPS-4 | 17568 | -64685.01 | #N/A
E_BABAW-1 | 17568 | -66984.94 | #N/A
T_GRIFW-1 | 17568 | -67924.69 | #N/A
T_MILWW-1 | 17568 | -68648.05 | #N/A
T_LCLTW-1 | 17568 | -71561.63 | #N/A
T_STRNW-1 | 17568 | -72086.04 | #N/A
E_BRYBW-1 | 17568 | -74926.23 | #N/A
T_KILBW-1 | 17568 | -76031.18 | #N/A
T_GRIFW-2 | 17568 | -76521.36 | #N/A
T_BLLA-1 | 17568 | -78632.91 | #N/A
T_GLNDO-1 | 17568 | -80064.08 | #N/A
E_BRDUW-1 | 17568 | -81054.97 | #N/A
T_USKM-14 | 17568 | -90208.9 | #N/A
T_HADHW-1 | 17568 | -93201.06 | #N/A
T_WBUPS-3 | 17568 | -93506.84 | #N/A
M_CAS-KIL01 | 17568 | -95310.84 | #N/A
T_COTPS-4 | 17568 | -96830.29 | #N/A
T_HRSTW-1 | 17568 | -97665.19 | #N/A
T_GNFSW-2 | 17568 | -102849.99 | #N/A
M_CAS-GAR01 | 17568 | -109713.55 | #N/A
T_USKM-13 | 17568 | -114374.55 | #N/A
M_CAS-CLU01 | 17568 | -118724.21 | #N/A
T_RREW-1 | 17568 | -119007.87 | #N/A
M_CAS-MOR01 | 17568 | -119243.86 | #N/A
E_FELL-1 | 17568 | -123791.92 | #N/A
E_BURBO | 17568 | -126550.08 | #N/A
M_CAS-BEU01 | 17568 | -126999.02 | #N/A
T_RRWW-1 | 17568 | -127749.6 | #N/A
T_CLDCW-1 | 17568 | -128684.73 | #N/A
T_DINO-6 | 17568 | -131840.17 | #N/A
T_EGGPS-2 | 17568 | -133509.89 | #N/A
T_BOWLW-1 | 17568 | -136915.61 | #N/A
T_CLDSW-1 | 17568 | -138826.28 | #N/A
T_WHILW-2 | 17568 | -141710.51 | #N/A
T_CLDNW-1 | 17568 | -149821.61 | #N/A
T_CRYRW-2 | 17568 | -154382.23 | #N/A
T_GYMR-26 | 17568 | -156164.03 | #N/A
T_GNFSW-1 | 17568 | -160050.09 | #N/A
T_FALGW-1 | 17568 | -168582.88 | #N/A
T_WBUPS-2 | 17568 | -177374 | #N/A
E_MARK-1 | 17568 | -180625.83 | #N/A
T_FIDL-1 | 17568 | -181217.68 | #N/A
M_CAS-CON01 | 17568 | -183769.25 | #N/A
T_HMGTO-1 | 17568 | -197279.18 | #N/A
T_HMGTO-2 | 17568 | -198503.93 | #N/A
T_LOAN-4 | 17568 | -202501.71 | #N/A
T_GYMR-17 | 17568 | -202882.55 | #N/A
T_GYMR-15 | 17568 | -203610.87 | #N/A
T_THNTO-2 | 17568 | -206446.69 | #N/A
T_THNTO-1 | 17568 | -207928.63 | #N/A
T_COTPS-2 | 17568 | -213148.62 | #N/A
T_RATS-4 | 17568 | -217326.03 | #N/A
T_EGGPS-1 | 17568 | -218297.88 | #N/A
T_LOAN-3 | 17568 | -220534.13 | #N/A
T_LOAN-1 | 17568 | -221562.53 | #N/A
T_WHILW-1 | 17568 | -224227.58 | #N/A
T_LNCSW-1 | 17568 | -228070.26 | #N/A
T_GYMR-28 | 17568 | -229250.07 | #N/A
T_COTPS-1 | 17568 | -231493.98 | #N/A
T_OMNDW-1 | 17568 | -237168.79 | #N/A
T_LOAN-2 | 17568 | -238869.66 | #N/A
T_FIDL-3 | 17568 | -241414.45 | #N/A
T_FIDL-2 | 17568 | -246075.86 | #N/A
T_LNCSW-2 | 17568 | -249073.56 | #N/A
T_FIDL-4 | 17568 | -253705.07 | #N/A
T_WLNYO-2 | 17568 | -254831.83 | #N/A
T_SHRSW-2 | 17568 | -257576 | #N/A
T_SHRSW-1 | 17568 | -262341.84 | #N/A
T_LARYW-3 | 17568 | -274672.96 | #N/A
T_LARYW-1 | 17568 | -274816.82 | #N/A
T_LARYW-4 | 17568 | -277317.12 | #N/A
T_COTPS-3 | 17568 | -278702.75 | #N/A
T_GRGBW-1 | 17568 | -285619.95 | #N/A
T_LARYW-2 | 17568 | -290619.38 | #N/A
T_EGGPS-3 | 17568 | -293033.37 | #N/A
T_GRGBW-3 | 17568 | -294626.67 | #N/A
T_WBUPS-1 | 17568 | -296159.41 | #N/A
T_DEEP-1 | 17568 | -298134.46 | #N/A
T_WLNYW-1 | 17568 | -302482.48 | #N/A
T_GRGBW-2 | 17568 | -309871.15 | #N/A
T_RATS-1 | 17568 | -315571.47 | #N/A
T_SEAB-2 | 17568 | -349052.91 | #N/A
T_WDNSO-2 | 17568 | -356913.54 | #N/A
E_FAWN-1 | 17568 | -362272.42 | #N/A
T_WDNSO-1 | 17568 | -369632.4 | #N/A
T_RATS-3 | 17568 | -392858.43 | #N/A
T_FERR-3 | 17568 | -399416.13 | #N/A
T_WTMSO-1 | 17568 | -414690.3 | #N/A
T_RATS-2 | 17568 | -426629.65 | #N/A
T_GRMO-1 | 17568 | -473601.9 | #N/A
T_EGGPS-4 | 17568 | -476525.77 | #N/A
T_CNQPS-1 | 17568 | -486544.81 | #N/A
T_CNQPS-3 | 17568 | -510519.3 | #N/A
T_CNQPS-4 | 17568 | -529868.02 | #N/A
T_SHBA-2 | 17568 | -567632.22 | #N/A
T_RYHPS-1 | 17568 | -578976.54 | #N/A
T_RUGPS-6 | 17568 | -641524.03 | #N/A
T_CARR-1 | 17568 | -658541.75 | #N/A
T_EECL-1 | 17568 | -660793.5 | #N/A
T_SHBA-1 | 17568 | -668243.86 | #N/A
T_CARR-2 | 17568 | -682940 | #N/A
T_PEHE-1 | 17568 | -745251.75 | #N/A
T_CNQPS-2 | 17568 | -796685.56 | #N/A
T_WBURB-2 | 17568 | -821350.62 | #N/A
T_WBURB-1 | 17568 | -849413.91 | #N/A
T_KEAD-1 | 17568 | -891220.62 | #N/A
T_GRAI-6 | 17568 | -928279.57 | #N/A
T_SVRP-20 | 17568 | -942170.8 | #N/A
T_SVRP-10 | 17568 | -985313.22 | #N/A
T_WBURB-3 | 17568 | -1003546 | #N/A
T_CDCL-1 | 17568 | -1016780.8 | #N/A
T_ABTH8 | 17568 | -1018167.14 | #N/A
T_DRAXX-6 | 17568 | -1044122.26 | #N/A
T_DRAXX-5 | 17568 | -1069213.25 | #N/A
E_SHOS-1 | 17568 | -1076252.3 | #N/A
T_SUTB-1 | 17568 | -1094889.95 | #N/A
E_GYAR-1 | 17568 | -1151385.42 | #N/A
T_BAGE-1 | 17568 | -1176715.3 | #N/A
T_LAGA-1 | 17568 | -1180271.5 | #N/A
T_MEDP-1 | 17568 | -1186915.03 | #N/A
T_ABTH7 | 17568 | -1193363.46 | #N/A
T_DIDCB6 | 17568 | -1194990.85 | #N/A
T_STAY-2 | 17568 | -1199350 | #N/A
T_SCCL-2 | 17568 | -1211001.75 | #N/A
T_STAY-3 | 17568 | -1232658.33 | #N/A
T_SCCL-3 | 17568 | -1234595.95 | #N/A
T_ABTH9 | 17568 | -1238433.73 | #N/A
T_GRAI-7 | 17568 | -1263558.43 | #N/A
T_STAY-4 | 17568 | -1270763.55 | #N/A
T_SCCL-1 | 17568 | -1273815.65 | #N/A
T_PEMB-51 | 17568 | -1280098.62 | #N/A
T_GRAI-8 | 17568 | -1304987.38 | #N/A
T_STAY-1 | 17568 | -1325961.55 | #N/A
T_PEMB-11 | 17568 | -1389679.75 | #N/A
T_HRTL-1 | 17568 | -1393592.95 | #N/A
T_DRAXX-4 | 17568 | -1416019.68 | #N/A
T_PEMB-41 | 17568 | -1424182.66 | #N/A
T_PEMB-21 | 17568 | -1455194.08 | #N/A
T_PEMB-31 | 17568 | -1514259.72 | #N/A
T_DRAXX-3 | 17568 | -1635420.56 | #N/A
T_HINB-7 | 17568 | -1671842.29 | #N/A
T_HEYM11 | 17568 | -1736089.17 | #N/A
T_LBAR-1 | 17568 | -1749443.76 | #N/A
T_COSO-1 | 17568 | -1778690.8 | #N/A
T_DIDCB5 | 17568 | -1866976.78 | #N/A
T_SEAB-1 | 17568 | -1870328.7 | #N/A
T_HRTL-2 | 17568 | -1886853.25 | #N/A
T_DNGB22 | 17568 | -1908398.66 | #N/A
T_HUNB-7 | 17568 | -1992535.97 | #N/A
T_DNGB21 | 17568 | -2014285.6 | #N/A
T_HEYM12 | 17568 | -2058308.31 | #N/A
T_HINB-8 | 17568 | -2069774.75 | #N/A
T_ROCK-1 | 17568 | -2072833.65 | #N/A
T_HUNB-8 | 17568 | -2075813.84 | #N/A
T_SIZB-1 | 17568 | -2147250.17 | #N/A
T_SIZB-2 | 17568 | -2157419.58 | #N/A
T_HEYM28 | 17568 | -2247691.99 | #N/A
T_SPLN-1 | 17568 | -2323756.42 | #N/A
T_DRAXX-2 | 17568 | -2325626.38 | #N/A
T_DAMC-1 | 17568 | -2488452.04 | #N/A
T_DRAXX-1 | 17568 | -2507331.31 | #N/A
T_TORN-1 | 17568 | -2592003.84 | #N/A
T_TORN-2 | 17568 | -2605358.26 | #N/A
T_HEYM27 | 17568 | -2757171.71 | #N/A
T_MRWD-1 | 17568 | -2818308.2 | #N/A
T_HUMR-1 | 17568 | -3860817.4 | #N/A
Note on C9: Nickerson, Rob: Have divided this by 2 as half hourly data (but not sure if that was right).

## RDBLocationList
This is the "RDB Locations List" data provided by Anna Blackwell in 2018. I understand that it is maintained by NCE (Sturat Boyle)
Not used here.
LocationCode | LocationName | RequestedBy | LocationStartDate | LocationEndDate | DataproviderLocationCode | Comments | ActiveFlag | CreatedDate | CreatedBy | ModifiedDate | ModifiedBy | DataproviderStartDate | DataproviderEndDate | DataproviderName | SiteName | VoltageValue
ABBE1 | ABBERTON 132KV |  | 2017-03-31 | 2958465 |  |  | Y | 2017-03-31 | RDB_APP | 2017-03-31 | RDB_APP | 2017-03-31 | 2958465 | DNO - UK Power Networks Eastern | ABBERTON | 132kV
ABBE3 | ABBERTON 33KV |  | 2017-03-31 | 2958465 |  |  | Y | 2017-03-31 | RDB_APP | 2017-03-31 | RDB_APP | 2017-03-31 | 2958465 | DNO - UK Power Networks Eastern | ABBERTON | 33kV
ABDO3 | ABERDOVEY 33KV |  | 2017-03-31 | 2958465 |  |  | Y | 2017-03-31 | RDB_APP | 2017-03-31 | RDB_APP | 2017-03-31 | 2958465 | DNO - SP MANWEB(Scottish Power) | ABERDOVEY | 33kV
ABEP1 | ABERDEEN PLACE 132KV |  | 2017-03-31 | 2958465 |  |  | Y | 2017-03-31 | RDB_APP | 2017-03-31 | RDB_APP | 2017-03-31 | 2958465 | DNO - UK Power Networks Central | ABERDEEN PLACE | 132kV
ABER1 | ABERGAVENNY 132KV |  | 2017-03-31 | 2958465 |  |  | Y | 2017-03-31 | RDB_APP | 2017-03-31 | RDB_APP | 2017-03-31 | 2958465 | DNO - WPD South Wales | ABERGAVENNY | 132kV
ABER5 | ABERGAVENNY 11KV |  | 2017-03-31 | 2958465 |  |  | Y | 2017-03-31 | RDB_APP | 2017-03-31 | RDB_APP | 2017-03-31 | 2958465 | DNO - WPD South Wales | ABERGAVENNY | 11kV
ABER6 | ABERGAVENNY 66KV |  | 2017-03-31 | 2958465 |  |  | Y | 2017-03-31 | RDB_APP | 2017-03-31 | RDB_APP | 2017-03-31 | 2958465 | DNO - WPD South Wales | ABERGAVENNY | 66kV
ABEW2 | ABERCAIRNY WIND 275KV |  | 2017-03-31 | 2958465 |  |  | Y | 2017-03-31 | RDB_APP | 2017-03-31 | RDB_APP | 2017-03-31 | 2958465 | PS - FORCE 9 ENERGY | ABERCAIRNY WIND | 275kV
ABGL3 | ABERGELE 33KV |  | 2017-03-31 | 2958465 |  |  | Y | 2017-03-31 | RDB_APP | 2017-03-31 | RDB_APP | 2017-03-31 | 2958465 | DNO - SP MANWEB(Scottish Power) | ABERGELE | 33kV
ABHA1 | ABHAM 132KV |  | 2017-03-31 | 2958465 |  |  | Y | 2017-03-31 | RDB_APP | 2017-03-31 | RDB_APP | 2017-03-31 | 2958465 | TO - National Grid Electricity Transmission | ABHAM | 132kV
ABHA4 | ABHAM 400KV |  | 2017-03-31 | 2958465 |  |  | Y | 2017-03-31 | RDB_APP | 2017-03-31 | RDB_APP | 2017-03-31 | 2958465 | TO - National Grid Electricity Transmission | ABHAM | 400kV
ABNE1 | ABERNETHY 132KV |  | 2017-03-31 | 2958465 | ABNE1 |  | Y | 2017-03-31 | RDB_APP | 2017-03-31 | RDB_APP | 2017-03-31 | 2958465 | TO - Scottish Hydro Electric Transmission Ltd | ABERNETHY | 132kV
ABNE3 | ABERNETHY 33KV |  | 2017-03-31 | 2958465 | ABNE- |  | Y | 2017-03-31 | RDB_APP | 2017-03-31 | RDB_APP | 2017-03-31 | 2958465 | DNO - Scottish & Southern Energy DNO Scotland | ABERNETHY | 33kV
ABTH1 | ABERTHAW 132KV |  | 2017-03-31 | 2958465 |  |  | Y | 2017-03-31 | RDB_APP | 2017-03-31 | RDB_APP | 2017-03-31 | 2958465 | TO - National Grid Electricity Transmission | ABERTHAW | 132kV
ABTH2 | ABERTHAW 275KV |  | 2017-03-31 | 2958465 |  |  | Y | 2017-03-31 | RDB_APP | 2017-03-31 | RDB_APP | 2017-03-31 | 2958465 | TO - National Grid Electricity Transmission | ABERTHAW | 275kV
ABTH5 | ABERTHAW 11KV |  | 2017-03-31 | 2958465 |  |  | Y | 2017-03-31 | RDB_APP | 2017-03-31 | RDB_APP | 2017-03-31 | 2958465 | TO - National Grid Electricity Transmission | ABERTHAW | 11kV
ABTH8 | ABERTHAW 6.6KV |  | 2017-03-31 | 2958465 |  |  | Y | 2017-03-31 | RDB_APP | 2017-03-31 | RDB_APP | 2017-03-31 | 2958465 | TO - National Grid Electricity Transmission | ABERTHAW | 6.6kV
ABYS1 | ABERYSTWYTH 132KV |  | 2017-03-31 | 2958465 |  |  | Y | 2017-03-31 | RDB_APP | 2017-03-31 | RDB_APP | 2017-03-31 | 2958465 | DNO - SP MANWEB(Scottish Power) | ABERYSTWYTH | 132kV
ABYS3 | ABERYSTWYTH 33KV |  | 2017-03-31 | 2958465 |  |  | Y | 2017-03-31 | RDB_APP | 2017-03-31 | RDB_APP | 2017-03-31 | 2958465 | DNO - SP MANWEB(Scottish Power) | ABERYSTWYTH | 33kV
ACHN3 | ACHANY WIND FARM 33KV |  | 2017-03-31 | 2958465 |  |  | Y | 2017-03-31 | RDB_APP | 2017-03-31 | RDB_APP | 2017-03-31 | 2958465 | PS - SSE Generation Limited | ACHANY WIND FARM | 33kV
ACTL3 | ACTON LANE 33KV |  | 2017-03-31 | 2958465 |  |  | Y | 2017-03-31 | RDB_APP | 2017-03-31 | RDB_APP | 2017-03-31 | 2958465 | DNO - UK Power Networks Central | ACTON LANE | 33kV
ACTL6 | ACTON LANE 66KV |  | 2017-03-31 | 2958465 |  |  | Y | 2017-03-31 | RDB_APP | 2017-03-31 | RDB_APP | 2017-03-31 | 2958465 | DNO - UK Power Networks Central | ACTON LANE | 66kV
ACTL7 | ACTON LANE 22KV |  | 2017-03-31 | 2958465 |  |  | Y | 2017-03-31 | RDB_APP | 2017-03-31 | RDB_APP | 2017-03-31 | 2958465 | TO - National Grid Electricity Transmission | ACTON LANE | 22kV
ACTL8 | ACTON LANE 6.6KV |  | 2017-03-31 | 2958465 |  |  | Y | 2017-03-31 | RDB_APP | 2017-03-31 | RDB_APP | 2017-03-31 | 2958465 | DNO - UK Power Networks Central | ACTON LANE | 6.6kV
ADDI1 | ADDINGTON 132KV |  | 2017-03-31 | 2958465 |  |  | Y | 2017-03-31 | RDB_APP | 2017-03-31 | RDB_APP | 2017-03-31 | 2958465 | DNO - UK Power Networks South East | ADDINGTON | 132kV
ADDI3 | ADDINGTON 33KV |  | 2017-03-31 | 2958465 |  |  | Y | 2017-03-31 | RDB_APP | 2017-03-31 | RDB_APP | 2017-03-31 | 2958465 | DNO - UK Power Networks South East | ADDINGTON | 33kV
ADDP1 | ADDERLEY PARK 132KV |  | 2017-03-31 | 2958465 |  |  | Y | 2017-03-31 | RDB_APP | 2017-03-31 | RDB_APP | 2017-03-31 | 2958465 | DNO - WPD West Midlands | ADDERLEY PARK | 132kV
ADEB1 | ABERDEEN PLACE B 132KV |  | 2017-03-31 | 2958465 |  |  | Y | 2017-03-31 | RDB_APP | 2017-03-31 | RDB_APP | 2017-03-31 | 2958465 | DNO - UK Power Networks Central | ABERDEEN PLACE B | 132kV
ADEW1 | ALLT DEARG WIND 132KV |  | 2017-03-31 | 2958465 |  |  | Y | 2017-03-31 | RDB_APP | 2017-03-31 | RDB_APP | 2017-03-31 | 2958465 | PS - Allt Dearg Wind Farmers LLP | ALLT DEARG WIND | 132kV
AESB1 | AES BARRY 132KV |  | 2017-03-31 | 2958465 |  |  | Y | 2017-03-31 | RDB_APP | 2017-03-31 | RDB_APP | 2017-03-31 | 2958465 | DNO - WPD South Wales | AES BARRY | 132kV
AESB8 | AES BARRY 6.6KV |  | 2017-03-31 | 2958465 |  |  | Y | 2017-03-31 | RDB_APP | 2017-03-31 | RDB_APP | 2017-03-31 | 2958465 | DNO - WPD South Wales | AES BARRY | 6.6kV
AFTO2 | AFTON 275KV |  | 2017-03-31 | 2958465 |  |  | Y | 2017-03-31 | RDB_APP | 2017-03-31 | RDB_APP | 2017-03-31 | 2958465 | TO - Scottish Power Transmission Ltd | AFTON | 275kV
AFTO3 | AFTON 33KV |  | 2017-03-31 | 2958465 | AFTN3 |  | Y | 2017-03-31 | RDB_APP | 2017-03-31 | RDB_APP | 2017-03-31 | 2958465 | TO - Scottish Power Transmission Ltd | AFTON | 33kV
AIGA1 | AIGAS HYDRO 132KV |  | 2017-03-31 | 2958465 |  |  | Y | 2017-03-31 | RDB_APP | 2017-03-31 | RDB_APP | 2017-03-31 | 2958465 | TO - Scottish Hydro Electric Transmission Ltd | AIGAS HYDRO | 132kV
AIGA5 | AIGAS HYDRO 11KV |  | 2017-03-31 | 2958465 | AIGA1 |  | Y | 2017-03-31 | RDB_APP | 2017-03-31 | RDB_APP | 2017-03-31 | 2958465 | DNO - Scottish & Southern Energy DNO Scotland | AIGAS HYDRO | 11kV
AIKE3 | AIKENGALL WIND FARM 33KV |  | 2017-03-31 | 2958465 | AIKE3 |  | Y | 2017-03-31 | RDB_APP | 2017-03-31 | RDB_APP | 2017-03-31 | 2958465 | PS - SCOTTISH POWER RENWABLES | AIKENGALL WIND FARM | 33kV
AINT1 | AINTREE 132KV |  | 2017-03-31 | 2958465 |  |  | Y | 2017-03-31 | RDB_APP | 2017-03-31 | RDB_APP | 2017-03-31 | 2958465 | DNO - SP MANWEB(Scottish Power) | AINTREE | 132kV
AINT3 | AINTREE 33KV |  | 2017-03-31 | 2958465 |  |  | Y | 2017-03-31 | RDB_APP | 2017-03-31 | RDB_APP | 2017-03-31 | 2958465 | DNO - SP MANWEB(Scottish Power) | AINTREE | 33kV
AKRW3 | ACKRON WIND 33KV |  | 2017-03-31 | 2958465 |  |  | Y | 2017-03-31 | RDB_APP | 2017-03-31 | RDB_APP | 2017-03-31 | 2958465 | PS - WPD UK | AKRON WIND | 33kV
ALBW5 | ALBW 11KV |  | 2017-03-31 | 2958465 |  |  | Y | 2017-03-31 | RDB_APP | 2017-03-31 | RDB_APP | 2017-03-31 | 2958465 | DNO - WPD West Midlands | ALBW | 11kV
ALCA1 | ALCAN 132KV |  | 2017-03-31 | 2958465 |  |  | Y | 2017-03-31 | RDB_APP | 2017-03-31 | RDB_APP | 2017-03-31 | 2958465 | DNO - NPG North East (Northen Power Grid) | ALCAN | 132kV
ALCA3 | ALCAN 33KV |  | 2017-03-31 | 2958465 |  |  | Y | 2017-03-31 | RDB_APP | 2017-03-31 | RDB_APP | 2017-03-31 | 2958465 | TO - National Grid Electricity Transmission | ALCAN | 33kV
ALCA7 | ALCAN 22KV |  | 2017-03-31 | 2958465 |  |  | Y | 2017-03-31 | RDB_APP | 2017-03-31 | RDB_APP | 2017-03-31 | 2958465 | DNO - NPG North East (Northen Power Grid) | ALCAN | 22kV
ALDW2 | ALDWARKE 275KV |  | 2017-03-31 | 2958465 |  |  | Y | 2017-03-31 | RDB_APP | 2017-03-31 | RDB_APP | 2017-03-31 | 2958465 | TO - National Grid Electricity Transmission | ALDWARKE | 275kV
ALDW3 | ALDWARKE 33KV |  | 2017-03-31 | 2958465 |  |  | Y | 2017-03-31 | RDB_APP | 2017-03-31 | RDB_APP | 2017-03-31 | 2958465 | TO - National Grid Electricity Transmission | ALDWARKE | 33kV
ALFR1 | ALFRETON 132KV |  | 2017-03-31 | 2958465 |  |  | Y | 2017-03-31 | RDB_APP | 2017-03-31 | RDB_APP | 2017-03-31 | 2958465 | DNO - WPD East Midlands | ALFRETON | 132kV
ALFR3 | ALFRETON 33KV |  | 2017-03-31 | 2958465 |  |  | Y | 2017-03-31 | RDB_APP | 2017-03-31 | RDB_APP | 2017-03-31 | 2958465 | DNO - WPD East Midlands | ALFRETON | 33kV
ALNE1 | ALNESS GSP 132KV |  | 2017-03-31 | 2958465 | ALNE1 |  | Y | 2017-03-31 | RDB_APP | 2017-03-31 | RDB_APP | 2017-03-31 | 2958465 | TO - Scottish Hydro Electric Transmission Ltd | ALNESS GSP | 132kV
ALNE3 | ALNESS GSP 33KV |  | 2017-03-31 | 2958465 | ALNE1 |  | Y | 2017-03-31 | RDB_APP | 2017-03-31 | RDB_APP | 2017-03-31 | 2958465 | DNO - Scottish & Southern Energy DNO Scotland | ALNESS GSP | 33kV
ALSH1 | ALDERSHOT 132KV |  | 2017-03-31 | 2958465 |  |  | Y | 2017-03-31 | RDB_APP | 2017-03-31 | RDB_APP | 2017-03-31 | 2958465 | DNO - SSE Southern | ALDERSHOT | 132kV
ALSH3 | ALDERSHOT 33KV |  | 2017-03-31 | 2958465 |  |  | Y | 2017-03-31 | RDB_APP | 2017-03-31 | RDB_APP | 2017-03-31 | 2958465 | DNO - SSE Southern | ALDERSHOT | 33kV
ALST3 | ALPHA STEEL 33KV |  | 2017-03-31 | 2958465 |  |  | Y | 2017-03-31 | RDB_APP | 2017-03-31 | RDB_APP | 2017-03-31 | 2958465 | TO - National Grid Electricity Transmission | ALPHA STEEL | 33kV
ALTO1 | ALTON 132KV |  | 2017-03-31 | 2958465 |  |  | Y | 2017-03-31 | RDB_APP | 2017-03-31 | RDB_APP | 2017-03-31 | 2958465 | DNO - SSE Southern | ALTON | 132kV
ALTO3 | ALTON 33KV |  | 2017-03-31 | 2958465 |  |  | Y | 2017-03-31 | RDB_APP | 2017-03-31 | RDB_APP | 2017-03-31 | 2958465 | DNO - SSE Southern | ALTON | 33kV
ALTR1 | ALTRINCHAM 132KV |  | 2017-03-31 | 2958465 |  |  | Y | 2017-03-31 | RDB_APP | 2017-03-31 | RDB_APP | 2017-03-31 | 2958465 | DNO - ENW (Electric North-West) | ALTRINCHAM | 132kV
ALTR3 | ALTRINCHAM 33KV |  | 2017-03-31 | 2958465 |  |  | Y | 2017-03-31 | RDB_APP | 2017-03-31 | RDB_APP | 2017-03-31 | 2958465 | DNO - ENW (Electric North-West) | ALTRINCHAM | 33kV
ALVE1 | ALVERDISCOTT 132KV |  | 2017-03-31 | 2958465 |  |  | Y | 2017-03-31 | RDB_APP | 2017-03-31 | RDB_APP | 2017-03-31 | 2958465 | TO - National Grid Electricity Transmission | ALVERDISCOTT | 132kV
ALVE4 | ALVERDISCOTT 400KV |  | 2017-03-31 | 2958465 |  |  | Y | 2017-03-31 | RDB_APP | 2017-03-31 | RDB_APP | 2017-03-31 | 2958465 | TO - National Grid Electricity Transmission | ALVERDISCOTT | 400kV
AMBX1 | AMBERLEY ROAD 132KV |  | 2017-03-31 | 2958465 |  |  | Y | 2017-03-31 | RDB_APP | 2017-03-31 | RDB_APP | 2017-03-31 | 2958465 | DNO - UK Power Networks Central | AMBERLEY ROAD | 132kV
AMBX5 | AMBERLEY ROAD 11KV |  | 2017-03-31 | 2958465 |  |  | Y | 2017-03-31 | RDB_APP | 2017-03-31 | RDB_APP | 2017-03-31 | 2958465 | DNO - UK Power Networks Central | AMBERLEY ROAD | 11kV
AMEM1 | AMERSHAM 132KV |  | 2017-03-31 | 2958465 |  |  | Y | 2017-03-31 | RDB_APP | 2017-03-31 | RDB_APP | 2017-03-31 | 2958465 | TO - National Grid Electricity Transmission | AMERSHAM | 132kV
AMEM4 | AMERSHAM 400KV |  | 2017-03-31 | 2958465 |  |  | Y | 2017-03-31 | RDB_APP | 2017-03-31 | RDB_APP | 2017-03-31 | 2958465 | TO - National Grid Electricity Transmission | AMERSHAM | 400kV
AMES1 | AMESBURY 132KV |  | 2017-03-31 | 2958465 |  |  | Y | 2017-03-31 | RDB_APP | 2017-03-31 | RDB_APP | 2017-03-31 | 2958465 | DNO - SSE Southern | AMESBURY | 132kV
AMES3 | AMESBURY 33KV |  | 2017-03-31 | 2958465 |  |  | Y | 2017-03-31 | RDB_APP | 2017-03-31 | RDB_APP | 2017-03-31 | 2958465 | DNO - SSE Southern | AMESBURY | 33kV
AMLW1 | AMLWYCH 132KV |  | 2017-03-31 | 2958465 |  |  | Y | 2017-03-31 | RDB_APP | 2017-03-31 | RDB_APP | 2017-03-31 | 2958465 | DNO - SP MANWEB(Scottish Power) | AMLWYCH | 132kV
AMLW3 | AMLWYCH 33KV |  | 2017-03-31 | 2958465 |  |  | Y | 2017-03-31 | RDB_APP | 2017-03-31 | RDB_APP | 2017-03-31 | 2958465 | DNO - SP MANWEB(Scottish Power) | AMLWYCH | 33kV
AMMA1 | AMMANFORD 132KV |  | 2017-03-31 | 2958465 |  |  | Y | 2017-03-31 | RDB_APP | 2017-03-31 | RDB_APP | 2017-03-31 | 2958465 | DNO - WPD South Wales | AMMANFORD | 132kV
AMMA3 | AMMANFORD 33KV |  | 2017-03-31 | 2958465 |  |  | Y | 2017-03-31 | RDB_APP | 2017-03-31 | RDB_APP | 2017-03-31 | 2958465 | DNO - WPD South Wales | AMMANFORD | 33kV
ANDE1 | ANDERSHAW 132KV |  | 2017-03-31 | 2958465 | ANDE1 |  | Y | 2017-03-31 | RDB_APP | 2017-03-31 | RDB_APP | 2017-03-31 | 2958465 | DNO - Scottish Power DNO Scotland | ANDERSHAW | 132kV
ANDE3 | ANDERSHAW 33KV |  | 2017-03-31 | 2958465 | ANDE1 |  | Y | 2017-03-31 | RDB_APP | 2017-03-31 | RDB_APP | 2017-03-31 | 2958465 | DNO - Scottish Power DNO Scotland | ANDERSHAW | 33kV
ANDO1 | ANDOVER 132KV |  | 2017-03-31 | 2958465 |  |  | Y | 2017-03-31 | RDB_APP | 2017-03-31 | RDB_APP | 2017-03-31 | 2958465 | DNO - SSE Southern | ANDOVER | 132kV
ANDO3 | ANDOVER 33KV |  | 2017-03-31 | 2958465 |  |  | Y | 2017-03-31 | RDB_APP | 2017-03-31 | RDB_APP | 2017-03-31 | 2958465 | DNO - SSE Southern | ANDOVER | 33kV
ANNE1 | ANNESLEY 132KV |  | 2017-03-31 | 2958465 |  |  | Y | 2017-03-31 | RDB_APP | 2017-03-31 | RDB_APP | 2017-03-31 | 2958465 | DNO - WPD East Midlands | ANNESLEY | 132kV
ANNE3 | ANNESLEY 33KV |  | 2017-03-31 | 2958465 |  |  | Y | 2017-03-31 | RDB_APP | 2017-03-31 | RDB_APP | 2017-03-31 | 2958465 | DNO - WPD East Midlands | ANNESLEY | 33kV
ANNF1 | ANNFIELD 132KV |  | 2017-03-31 | 2958465 |  |  | Y | 2017-03-31 | RDB_APP | 2017-03-31 | RDB_APP | 2017-03-31 | 2958465 | DNO - NPG North East (Northen Power Grid) | ANNFIELD | 132kV
ANNF6 | ANNFIELD 66KV |  | 2017-03-31 | 2958465 |  |  | Y | 2017-03-31 | RDB_APP | 2017-03-31 | RDB_APP | 2017-03-31 | 2958465 | DNO - NPG North East (Northen Power Grid) | ANNFIELD | 66kV
ANSU1 | AN SUIDHE 132KV |  | 2017-03-31 | 2958465 | ACHR1 |  | Y | 2017-03-31 | RDB_APP | 2017-03-31 | RDB_APP | 2017-03-31 | 2958465 | TO - Scottish Hydro Electric Transmission Ltd | AN SUIDHE | 132kV
ANSU1A | AN SUIDHE 132KV |  | 2017-03-31 | 2958465 |  |  | Y | 2017-03-31 | RDB_APP | 2017-03-31 | RDB_APP | 2017-03-31 | 2958465 | DNO - Scottish & Southern Energy DNO Scotland | AN SUIDHE | 132kV
ANSU3 | AN SUIDHE 33KV |  | 2017-03-31 | 2958465 | ANSU1 |  | Y | 2017-03-31 | RDB_APP | 2017-03-31 | RDB_APP | 2017-03-31 | 2958465 | TO - Scottish Hydro Electric Transmission Ltd | AN SUIDHE | 33kV
APCM1 | ASSOCIATED PORTLAND CEMENT MANUFACTURERS 132KV |  | 2017-03-31 | 2958465 |  |  | Y | 2017-03-31 | RDB_APP | 2017-03-31 | RDB_APP | 2017-03-31 | 2958465 | DNO - UK Power Networks South East | ASSOCIATED PORTLAND CEMENT MANUFACTURERS | 132kV
APCM5 | ASSOCIATED PORTLAND CEMENT MANUFACTURERS 11KV |  | 2017-03-31 | 2958465 |  |  | Y | 2017-03-31 | RDB_APP | 2017-03-31 | RDB_APP | 2017-03-31 | 2958465 | DNO - UK Power Networks South East | ASSOCIATED PORTLAND CEMENT MANUFACTURERS | 11kV
APDR1 | APPLEDORE 132KV |  | 2017-03-31 | 2958465 |  |  | Y | 2017-03-31 | RDB_APP | 2017-03-31 | RDB_APP | 2017-03-31 | 2958465 | DNO - UK Power Networks South East | APPLEDORE | 132kV
ARAB1 | A.R.A. BEDFORD 132KV |  | 2017-03-31 | 2958465 |  |  | Y | 2017-03-31 | RDB_APP | 2017-03-31 | RDB_APP | 2017-03-31 | 2958465 | DNO - UK Power Networks Eastern | A.R.A. BEDFORD | 132kV
ARAB5 | A.R.A. BEDFORD 11KV |  | 2017-03-31 | 2958465 |  |  | Y | 2017-03-31 | RDB_APP | 2017-03-31 | RDB_APP | 2017-03-31 | 2958465 | DNO - UK Power Networks Eastern | A.R.A. BEDFORD | 11kV
ARBR1 | ARBROATH 132KV |  | 2017-03-31 | 2958465 |  |  | Y | 2017-03-31 | RDB_APP | 2017-03-31 | RDB_APP | 2017-03-31 | 2958465 | TO - Scottish Hydro Electric Transmission Ltd | ARBROATH | 132kV
ARBR3 | ARBROATH 33KV |  | 2017-03-31 | 2958465 |  |  | Y | 2017-03-31 | RDB_APP | 2017-03-31 | RDB_APP | 2017-03-31 | 2958465 | DNO - Scottish & Southern Energy DNO Scotland | ARBROATH | 33kV
ARBU1 | ARBURY 132KV |  | 2017-03-31 | 2958465 |  |  | Y | 2017-03-31 | RDB_APP | 2017-03-31 | RDB_APP | 2017-03-31 | 2958465 | DNO - UK Power Networks Eastern | ARBURY | 132kV
ARBU3 | ARBURY 33KV |  | 2017-03-31 | 2958465 |  |  | Y | 2017-03-31 | RDB_APP | 2017-03-31 | RDB_APP | 2017-03-31 | 2958465 | DNO - UK Power Networks Eastern | ARBURY | 33kV
ARDK1 | ARDKINGLAS WIND 132KV |  | 2017-03-31 | 2958465 |  |  | Y | 2017-03-31 | RDB_APP | 2017-03-31 | RDB_APP | 2017-03-31 | 2958465 | PS - SSE Generation Limited | ARDKINGLAS WIND | 132kV
ARDK3 | ARDKINGLAS WIND 33KV |  | 2017-03-31 | 2958465 |  |  | Y | 2017-03-31 | RDB_APP | 2017-03-31 | RDB_APP | 2017-03-31 | 2958465 | PS - SSE Generation Limited | ARDKINGLAS WIND | 33kV
ARDK8 | ARDKINGLAS WIND 6.6KV |  | 2017-03-31 | 2958465 |  |  | Y | 2017-03-31 | RDB_APP | 2017-03-31 | RDB_APP | 2017-03-31 | 2958465 | PS - SSE Generation Limited | ARDKINGLAS WIND | 6.6kV
ARDR2 | ARDROSS 275KV |  | 2017-03-31 | 2958465 |  |  | Y | 2017-03-31 | RDB_APP | 2017-03-31 | RDB_APP | 2017-03-31 | 2958465 | TO - Scottish Hydro Electric Transmission Ltd | ARDROSS | 275kV
ARDR8 | ARDROSS 6.6KV |  | 2017-03-31 | 2958465 |  |  | Y | 2017-03-31 | RDB_APP | 2017-03-31 | RDB_APP | 2017-03-31 | 2958465 | DNO - Scottish & Southern Energy DNO Scotland | ARDROSS | 6.6kV
AREC1 | ARECLEOCH WIND FARM 132KV |  | 2017-03-31 | 2958465 | AREC1 |  | Y | 2017-03-31 | RDB_APP | 2017-03-31 | RDB_APP | 2017-03-31 | 2958465 | PS - SCOTTISH POWER RENWABLES | ARECLEOCH WIND FARM | 132kV
AREC3 | ARECLEOCH WIND FARM 33KV |  | 2017-03-31 | 2958465 | AREC1 |  | Y | 2017-03-31 | RDB_APP | 2017-03-31 | RDB_APP | 2017-03-31 | 2958465 | PS - SCOTTISH POWER RENWABLES | ARECLEOCH WIND FARM | 33kV
AREC8 | ARECLEOCH WIND FARM 6.6KV |  | 2017-03-31 | 2958465 | AREC3 |  | Y | 2017-03-31 | RDB_APP | 2017-03-31 | RDB_APP | 2017-03-31 | 2958465 | PS - SCOTTISH POWER RENWABLES | ARECLEOCH WIND FARM | 6.6kV
ARLE3 | ARLE TEE 33KV |  | 2017-03-31 | 2958465 |  |  | Y | 2017-03-31 | RDB_APP | 2017-03-31 | RDB_APP | 2017-03-31 | 2958465 | DNO - WPD West Midlands | ARLE TEE | 33kV
ARMO1 | ARDMORE 132KV |  | 2017-03-31 | 2958465 |  |  | Y | 2017-03-31 | RDB_APP | 2017-03-31 | RDB_APP | 2017-03-31 | 2958465 | TO - Scottish Hydro Electric Transmission Ltd | ARDMORE | 132kV
ARMO3 | ARDMORE 33KV |  | 2017-03-31 | 2958465 | ARMO1 |  | Y | 2017-03-31 | RDB_APP | 2017-03-31 | RDB_APP | 2017-03-31 | 2958465 | DNO - Scottish & Southern Energy DNO Scotland | ARDMORE | 33kV
ARMT6 | ARMTHORPE 66KV |  | 2017-03-31 | 2958465 |  |  | Y | 2017-03-31 | RDB_APP | 2017-03-31 | RDB_APP | 2017-03-31 | 2958465 | DNO - NPG Yorkshire (Northen Power Grid) | ARMTHORPE | 66kV
ARNE1 | ARNEWOOD 132KV |  | 2017-03-31 | 2958465 |  |  | Y | 2017-03-31 | RDB_APP | 2017-03-31 | RDB_APP | 2017-03-31 | 2958465 | DNO - SSE Southern | ARNEWOOD | 132kV
ARNE3 | ARNEWOOD 33KV |  | 2017-03-31 | 2958465 |  |  | Y | 2017-03-31 | RDB_APP | 2017-03-31 | RDB_APP | 2017-03-31 | 2958465 | DNO - SSE Southern | ARNEWOOD | 33kV
ARPL3 | ARPLEY 33KV |  | 2017-03-31 | 2958465 |  |  | Y | 2017-03-31 | RDB_APP | 2017-03-31 | RDB_APP | 2017-03-31 | 2958465 | DNO - SP MANWEB(Scottish Power) | ARPLEY | 33kV
ASCO3 | ASCOT 33KV |  | 2017-03-31 | 2958465 |  |  | Y | 2017-03-31 | RDB_APP | 2017-03-31 | RDB_APP | 2017-03-31 | 2958465 | DNO - SP MANWEB(Scottish Power) | ASCOT | 33kV
ASFO1 | ASFORDBY 132KV |  | 2017-03-31 | 2958465 |  |  | Y | 2017-03-31 | RDB_APP | 2017-03-31 | RDB_APP | 2017-03-31 | 2958465 | DNO - WPD East Midlands | ASFORDBY | 132kV
ASFO5 | ASFORDBY 11KV |  | 2017-03-31 | 2958465 |  |  | Y | 2017-03-31 | RDB_APP | 2017-03-31 | RDB_APP | 2017-03-31 | 2958465 | DNO - WPD East Midlands | ASFORDBY | 11kV
ASHB1 | ASHBURTON 132KV |  | 2017-03-31 | 2958465 |  |  | Y | 2017-03-31 | RDB_APP | 2017-03-31 | RDB_APP | 2017-03-31 | 2958465 | DNO - UK Power Networks South East | ASHBURTON | 132kV
ASHB3 | ASHBURTON 33KV |  | 2017-03-31 | 2958465 |  |  | Y | 2017-03-31 | RDB_APP | 2017-03-31 | RDB_APP | 2017-03-31 | 2958465 | DNO - UK Power Networks South East | ASHBURTON | 33kV
ASHF1 | ASHFORD 132KV |  | 2017-03-31 | 2958465 |  |  | Y | 2017-03-31 | RDB_APP | 2017-03-31 | RDB_APP | 2017-03-31 | 2958465 | DNO - UK Power Networks South East | ASHFORD | 132kV
ASHF3 | ASHFORD 33KV |  | 2017-03-31 | 2958465 |  |  | Y | 2017-03-31 | RDB_APP | 2017-03-31 | RDB_APP | 2017-03-31 | 2958465 | DNO - UK Power Networks South East | ASHFORD | 33kV
ASKN6 | ASKERN PRIMARY 66KV |  | 2017-03-31 | 2958465 |  |  | Y | 2017-03-31 | RDB_APP | 2017-03-31 | RDB_APP | 2017-03-31 | 2958465 | DNO - NPG Yorkshire (Northen Power Grid) | ASKERN PRIMARY | 66kV
ASTF5 | ASTON FIELDS 11KV |  | 2017-03-31 | 2958465 |  |  | Y | 2017-03-31 | RDB_APP | 2017-03-31 | RDB_APP | 2017-03-31 | 2958465 | DNO - WPD West Midlands | ASTON FIELDS | 11kV
ASTF6 | ASTON FIELDS 66KV |  | 2017-03-31 | 2958465 |  |  | Y | 2017-03-31 | RDB_APP | 2017-03-31 | RDB_APP | 2017-03-31 | 2958465 | DNO - WPD West Midlands | ASTON FIELDS | 66kV
ATTE1 | ATTERCLIFFE 132KV |  | 2017-03-31 | 2958465 |  |  | Y | 2017-03-31 | RDB_APP | 2017-03-31 | RDB_APP | 2017-03-31 | 2958465 | DNO - NPG Yorkshire (Northen Power Grid) | ATTERCLIFFE | 132kV
ATTE3 | ATTERCLIFFE 33KV |  | 2017-03-31 | 2958465 |  |  | Y | 2017-03-31 | RDB_APP | 2017-03-31 | RDB_APP | 2017-03-31 | 2958465 | DNO - NPG Yorkshire (Northen Power Grid) | ATTERCLIFFE | 33kV
AUCH2 | AUCHENCROSS 275KV |  | 2017-03-31 | 2958465 | AUCH2 |  | Y | 2017-03-31 | RDB_APP | 2017-03-31 | RDB_APP | 2017-03-31 | 2958465 | TO - Scottish Power Transmission Ltd | AUCHENCROSS | 275kV
AUCHDC | AUCHENCROSS DC |  | 2017-03-31 | 2958465 |  |  | Y | 2017-03-31 | RDB_APP | 2017-03-31 | RDB_APP | 2017-03-31 | 2958465 | TO - Scottish Power Transmission Ltd | AUCHENCROSS | DC
AUCW1 | AUCHENWYND 132KV |  | 2017-03-31 | 2958465 | AUCW1 |  | Y | 2017-03-31 | RDB_APP | 2017-03-31 | RDB_APP | 2017-03-31 | 2958465 | TO - National Grid Electricity Transmission | AUCHENWYND | 132kV
AUSC1 | AUSTIN CANONS 132KV |  | 2017-03-31 | 2958465 |  |  | Y | 2017-03-31 | RDB_APP | 2017-03-31 | RDB_APP | 2017-03-31 | 2958465 | DNO - UK Power Networks Eastern | AUSTIN CANONS | 132kV
AUSC3 | AUSTIN CANONS 33KV |  | 2017-03-31 | 2958465 |  |  | Y | 2017-03-31 | RDB_APP | 2017-03-31 | RDB_APP | 2017-03-31 | 2958465 | DNO - UK Power Networks Eastern | AUSTIN CANONS | 33kV
AUST4 | AUST 400KV |  | 2017-03-31 | 2958465 |  |  | Y | 2017-03-31 | RDB_APP | 2017-03-31 | RDB_APP | 2017-03-31 | 2958465 | TO - National Grid Electricity Transmission | AUST | 400kV
AUST6 | AUST 66KV |  | 2017-03-31 | 2958465 |  |  | Y | 2017-03-31 | RDB_APP | 2017-03-31 | RDB_APP | 2017-03-31 | 2958465 | TO - Scottish Hydro Electric Transmission Ltd | AUST | 66kV
AVON1 | AVONMOUTH 132KV |  | 2017-03-31 | 2958465 |  |  | Y | 2017-03-31 | RDB_APP | 2017-03-31 | RDB_APP | 2017-03-31 | 2958465 | TO - National Grid Electricity Transmission | AVONMOUTH | 132kV
AVON3 | AVONMOUTH 33KV |  | 2017-03-31 | 2958465 |  |  | Y | 2017-03-31 | RDB_APP | 2017-03-31 | RDB_APP | 2017-03-31 | 2958465 | TO - National Grid Electricity Transmission | AVONMOUTH | 33kV
AXEX5 | AXE ST 11KV |  | 2017-03-31 | 2958465 |  |  | Y | 2017-03-31 | RDB_APP | 2017-03-31 | RDB_APP | 2017-03-31 | 2958465 | DNO - UK Power Networks Central | AXE ST | 11kV
AXMI1 | AXMINSTER 132KV |  | 2017-03-31 | 2958465 |  |  | Y | 2017-03-31 | RDB_APP | 2017-03-31 | RDB_APP | 2017-03-31 | 2958465 | TO - Scottish Power Transmission Ltd | AXMINSTER | 132kV
AXMI4 | AXMINSTER 400KV |  | 2017-03-31 | 2958465 |  |  | Y | 2017-03-31 | RDB_APP | 2017-03-31 | RDB_APP | 2017-03-31 | 2958465 | TO - National Grid Electricity Transmission | AXMINSTER | 400kV
AYLE1 | AYLESBURY EAST 132KV |  | 2017-03-31 | 2958465 |  |  | Y | 2017-03-31 | RDB_APP | 2017-03-31 | RDB_APP | 2017-03-31 | 2958465 | DNO - UK Power Networks Eastern | AYLESBURY EAST | 132kV
AYLE3 | AYLESBURY EAST 33KV |  | 2017-03-31 | 2958465 |  |  | Y | 2017-03-31 | RDB_APP | 2017-03-31 | RDB_APP | 2017-03-31 | 2958465 | DNO - UK Power Networks Eastern | AYLESBURY EAST | 33kV
AYRR2 | AYR - REPLACEMENT FOR AYR- 275KV |  | 2017-03-31 | 2958465 |  |  | Y | 2017-03-31 | RDB_APP | 2017-03-31 | RDB_APP | 2017-03-31 | 2958465 | TO - National Grid Electricity Transmission | AYR - REPLACEMENT FOR AYR- | 275kV
AYRR3 | AYR - REPLACEMENT FOR AYR- 33KV |  | 2017-03-31 | 2958465 |  |  | Y | 2017-03-31 | RDB_APP | 2017-03-31 | RDB_APP | 2017-03-31 | 2958465 | TO - National Grid Electricity Transmission | AYR - REPLACEMENT FOR AYR- | 33kV
BABW8 | BAILLIE WIND FARM - BARDNAHEIGH FARM 6.6KV |  | 2017-03-31 | 2958465 | BABW3 |  | Y | 2017-03-31 | RDB_APP | 2017-03-31 | RDB_APP | 2017-03-31 | 2958465 | PS - STRATKRAFT | BAILLIE & BARDNAHEIGH WIND | 6.6kV
BAGA1 | BATHGATE 132KV |  | 2017-03-31 | 2958465 |  |  | Y | 2017-03-31 | RDB_APP | 2017-03-31 | RDB_APP | 2017-03-31 | 2958465 | TO - National Grid Electricity Transmission | BATHGATE | 132kV
BAGA3 | BATHGATE 33KV |  | 2017-03-31 | 2958465 | BAGA1 |  | Y | 2017-03-31 | RDB_APP | 2017-03-31 | RDB_APP | 2017-03-31 | 2958465 | TO - National Grid Electricity Transmission | BATHGATE | 33kV
BAGA7 | BATHGATE 25KV |  | 2017-03-31 | 2958465 |  |  | Y | 2017-03-31 | RDB_APP | 2017-03-31 | RDB_APP | 2017-03-31 | 2958465 | TO - Scottish Power Transmission Ltd | BATHGATE | 22kV
BAGA8 | BATHGATE 6.6KV |  | 2017-03-31 | 2958465 |  |  | Y | 2017-03-31 | RDB_APP | 2017-03-31 | RDB_APP | 2017-03-31 | 2958465 | TO - Scottish Power Transmission Ltd | BATHGATE | 6.6kV
BAGB2 | BAGLAN BAY 275KV |  | 2017-03-31 | 2958465 |  |  | Y | 2017-03-31 | RDB_APP | 2017-03-31 | RDB_APP | 2017-03-31 | 2958465 | TO - Scottish Power Transmission Ltd | BAGLAN BAY | 275kV
BAGB8 | BAGLAN BAY 6.6KV |  | 2017-03-31 | 2958465 |  |  | Y | 2017-03-31 | RDB_APP | 2017-03-31 | RDB_APP | 2017-03-31 | 2958465 | TO - Scottish Power Transmission Ltd | BAGLAN BAY | 6.6kV
BAGT7 | BATHGATE 22KV |  | 2017-03-31 | 2958465 |  |  | Y | 2017-03-31 | RDB_APP | 2017-03-31 | RDB_APP | 2017-03-31 | 2958465 | TO - National Grid Electricity Transmission | BATHGATE TRACKSIDE FEEDER STATION | 22kV
BAIN1 | BAINSFORD 132KV |  | 2017-03-31 | 2958465 |  |  | Y | 2017-03-31 | RDB_APP | 2017-03-31 | RDB_APP | 2017-03-31 | 2958465 | TO - National Grid Electricity Transmission | BAINSFORD | 132kV
BAIN3 | BAINSFORD 33KV |  | 2017-03-31 | 2958465 | BAIN1 |  | Y | 2017-03-31 | RDB_APP | 2017-03-31 | RDB_APP | 2017-03-31 | 2958465 | TO - National Grid Electricity Transmission | BAINSFORD | 33kV
BALB6 | BALBY 66KV |  | 2017-03-31 | 2958465 |  |  | Y | 2017-03-31 | RDB_APP | 2017-03-31 | RDB_APP | 2017-03-31 | 2958465 | TO - Scottish Hydro Electric Transmission Ltd | BALBY | 66kV
BALD1 | BASILDON 132KV |  | 2017-03-31 | 2958465 |  |  | Y | 2017-03-31 | RDB_APP | 2017-03-31 | RDB_APP | 2017-03-31 | 2958465 | DNO - UK Power Networks Eastern | BASILDON | 132kV
BALD3 | BASILDON 33KV |  | 2017-03-31 | 2958465 |  |  | Y | 2017-03-31 | RDB_APP | 2017-03-31 | RDB_APP | 2017-03-31 | 2958465 | DNO - UK Power Networks Eastern | BASILDON | 33kV
BALD7 | BASILDON 25KV |  | 2017-03-31 | 2958465 |  |  | Y | 2017-03-31 | RDB_APP | 2017-03-31 | RDB_APP | 2017-03-31 | 2958465 | DNO - UK Power Networks Eastern | BASILDON | 22kV
BANB1 | BANBURY 132KV |  | 2017-03-31 | 2958465 |  |  | Y | 2017-03-31 | RDB_APP | 2017-03-31 | RDB_APP | 2017-03-31 | 2958465 | TO - Scottish Hydro Electric Transmission Ltd | BANBURY | 132kV
BANB5 | BANBURY 11KV |  | 2017-03-31 | 2958465 |  |  | Y | 2017-03-31 | RDB_APP | 2017-03-31 | RDB_APP | 2017-03-31 | 2958465 | TO - National Grid Electricity Transmission | BANBURY | 11kV
BANG1 | BANGOR 132KV |  | 2017-03-31 | 2958465 |  |  | Y | 2017-03-31 | RDB_APP | 2017-03-31 | RDB_APP | 2017-03-31 | 2958465 | TO - Scottish Power Transmission Ltd | BANGOR | 132kV
BANG3 | BANGOR 33KV |  | 2017-03-31 | 2958465 |  |  | Y | 2017-03-31 | RDB_APP | 2017-03-31 | RDB_APP | 2017-03-31 | 2958465 | TO - National Grid Electricity Transmission | BANGOR | 33kV
BAOW1 | BARROW 132KV |  | 2017-03-31 | 2958465 |  |  | Y | 2017-03-31 | RDB_APP | 2017-03-31 | RDB_APP | 2017-03-31 | 2958465 | TO - National Grid Electricity Transmission | BARROW | 132kV
BAOW3 | BARROW 33KV |  | 2017-03-31 | 2958465 |  |  | Y | 2017-03-31 | RDB_APP | 2017-03-31 | RDB_APP | 2017-03-31 | 2958465 | TO - National Grid Electricity Transmission | BARROW | 33kV
BARH6 | BARNBURGH 66KV |  | 2017-03-31 | 2958465 |  |  | Y | 2017-03-31 | RDB_APP | 2017-03-31 | RDB_APP | 2017-03-31 | 2958465 | TO - National Grid Electricity Transmission | BARNBURGH | 66kV
BARK1 | BARKING 132KV |  | 2017-03-31 | 2958465 |  |  | Y | 2017-03-31 | RDB_APP | 2017-03-31 | RDB_APP | 2017-03-31 | 2958465 | TO - National Grid Electricity Transmission | BARKING | 132kV
BARK2 | BARKING 275KV |  | 2017-03-31 | 2958465 |  |  | Y | 2017-03-31 | RDB_APP | 2017-03-31 | RDB_APP | 2017-03-31 | 2958465 | TO - National Grid Electricity Transmission | BARKING | 275kV
BARK3 | BARKING 33KV |  | 2017-03-31 | 2958465 |  |  | Y | 2017-03-31 | RDB_APP | 2017-03-31 | RDB_APP | 2017-03-31 | 2958465 | DNO - UK Power Networks Eastern | BARKING | 33kV
BARK4 | BARKING 400KV |  | 2017-03-31 | 2958465 |  |  | Y | 2017-03-31 | RDB_APP | 2017-03-31 | RDB_APP | 2017-03-31 | 2958465 | TO - Scottish Power Transmission Ltd | BARKING | 400kV
BARK6 | BARKING 66KV |  | 2017-03-31 | 2958465 |  |  | Y | 2017-03-31 | RDB_APP | 2017-03-31 | RDB_APP | 2017-03-31 | 2958465 | TO - Scottish Power Transmission Ltd | BARKING | 66kV
BARK8 | BARKING 6.6KV |  | 2017-03-31 | 2958465 |  |  | Y | 2017-03-31 | RDB_APP | 2017-03-31 | RDB_APP | 2017-03-31 | 2958465 | TO - National Grid Electricity Transmission | BARKING | 6.6kV
BARK9 | BARKING 56.6KV |  | 2017-03-31 | 2958465 |  |  | Y | 2017-03-31 | RDB_APP | 2017-03-31 | RDB_APP | 2017-03-31 | 2958465 | TO - National Grid Electricity Transmission | BARKING | 56.6kV
BARL1 | BARLASTON 132KV |  | 2017-03-31 | 2958465 |  |  | Y | 2017-03-31 | RDB_APP | 2017-03-31 | RDB_APP | 2017-03-31 | 2958465 | TO - National Grid Electricity Transmission | BARLASTON | 132kV
BARN1 | BARNET 132KV |  | 2017-03-31 | 2958465 |  |  | Y | 2017-03-31 | RDB_APP | 2017-03-31 | RDB_APP | 2017-03-31 | 2958465 | DNO - UK Power Networks Eastern | BARNET | 132kV
BARN3 | BARNET 33KV |  | 2017-03-31 | 2958465 |  |  | Y | 2017-03-31 | RDB_APP | 2017-03-31 | RDB_APP | 2017-03-31 | 2958465 | DNO - UK Power Networks Eastern | BARNET | 33kV
BARN6 | BARNET 66KV |  | 2017-03-31 | 2958465 |  |  | Y | 2017-03-31 | RDB_APP | 2017-03-31 | RDB_APP | 2017-03-31 | 2958465 | DNO - UK Power Networks Eastern | BARNET | 66kV
BARP2 | BARKING PS 275KV |  | 2017-03-31 | 2958465 |  |  | Y | 2017-03-31 | RDB_APP | 2017-03-31 | RDB_APP | 2017-03-31 | 2958465 | TO - National Grid Electricity Transmission | BARKING PS | 275kV
BARR1 | BARRACK ROAD 132KV |  | 2017-03-31 | 2958465 |  |  | Y | 2017-03-31 | RDB_APP | 2017-03-31 | RDB_APP | 2017-03-31 | 2958465 | DNO - NPG North East (Northen Power Grid) | BARRACK ROAD | 132kV
BARR3 | BARRACK ROAD 33KV |  | 2017-03-31 | 2958465 |  |  | Y | 2017-03-31 | RDB_APP | 2017-03-31 | RDB_APP | 2017-03-31 | 2958465 | DNO - NPG North East (Northen Power Grid) | BARRACK ROAD | 33kV
BART1 | BARTON 132KV |  | 2017-03-31 | 2958465 |  |  | Y | 2017-03-31 | RDB_APP | 2017-03-31 | RDB_APP | 2017-03-31 | 2958465 | DNO - ENW (Electric North-West) | BARTON | 132kV
BART3 | BARTON 33KV |  | 2017-03-31 | 2958465 |  |  | Y | 2017-03-31 | RDB_APP | 2017-03-31 | RDB_APP | 2017-03-31 | 2958465 | DNO - ENW (Electric North-West) | BARTON | 33kV
BARW3 | BARKING WEST (LE) 33KV |  | 2017-03-31 | 2958465 |  |  | Y | 2017-03-31 | RDB_APP | 2017-03-31 | RDB_APP | 2017-03-31 | 2958465 | TO - National Grid Electricity Transmission | BARKING WEST (LE) | 33kV
BARY1 | BARRY 132KV |  | 2017-03-31 | 2958465 |  |  | Y | 2017-03-31 | RDB_APP | 2017-03-31 | RDB_APP | 2017-03-31 | 2958465 | DNO - WPD South Wales | BARRY | 132kV
BARY3 | BARRY 33KV |  | 2017-03-31 | 2958465 |  |  | Y | 2017-03-31 | RDB_APP | 2017-03-31 | RDB_APP | 2017-03-31 | 2958465 | DNO - WPD South Wales | BARRY | 33kV
BASI1 | BASINGSTOKE 132KV |  | 2017-03-31 | 2958465 |  |  | Y | 2017-03-31 | RDB_APP | 2017-03-31 | RDB_APP | 2017-03-31 | 2958465 | DNO - SSE Southern | BASINGSTOKE | 132kV
BASI3 | BASINGSTOKE 33KV |  | 2017-03-31 | 2958465 |  |  | Y | 2017-03-31 | RDB_APP | 2017-03-31 | RDB_APP | 2017-03-31 | 2958465 | DNO - SSE Southern | BASINGSTOKE | 33kV
BAST1 | BARNSTAPLE 132KV |  | 2017-03-31 | 2958465 |  |  | Y | 2017-03-31 | RDB_APP | 2017-03-31 | RDB_APP | 2017-03-31 | 2958465 | DNO - WPD South West | BARNSTAPLE | 132kV
BAST3 | BARNSTAPLE 33KV |  | 2017-03-31 | 2958465 |  |  | Y | 2017-03-31 | RDB_APP | 2017-03-31 | RDB_APP | 2017-03-31 | 2958465 | DNO - WPD South West | BARNSTAPLE | 33kV
BATH1 | BATH 132KV |  | 2017-03-31 | 2958465 |  |  | Y | 2017-03-31 | RDB_APP | 2017-03-31 | RDB_APP | 2017-03-31 | 2958465 | DNO - WPD South West | BATH | 132kV
BATH3 | BATH 33KV |  | 2017-03-31 | 2958465 |  |  | Y | 2017-03-31 | RDB_APP | 2017-03-31 | RDB_APP | 2017-03-31 | 2958465 | DNO - WPD South West | BATH | 33kV
BEAA3 | BEACRAVIK (SHEPD OWNED SITE) 33KV |  | 2017-03-31 | 2958465 |  |  | Y | 2017-03-31 | RDB_APP | 2017-03-31 | RDB_APP | 2017-03-31 | 2958465 | DNO - Scottish & Southern Energy DNO Scotland | BEACRAVIK (SHEPD OWNED SITE) | 33kV
BEAU1 | BEAULY 132KV |  | 2017-03-31 | 2958465 | BEAU1 |  | Y | 2017-03-31 | RDB_APP | 2017-03-31 | RDB_APP | 2017-03-31 | 2958465 | TO - Scottish Hydro Electric Transmission Ltd | BEAULY | 132kV
BEAU2 | BEAULY 275KV |  | 2017-03-31 | 2958465 | ARDR2 |  | Y | 2017-03-31 | RDB_APP | 2017-03-31 | RDB_APP | 2017-03-31 | 2958465 | TO - Scottish Hydro Electric Transmission Ltd | BEAULY | 275kV
BEAU3 | BEAULY 33KV |  | 2017-03-31 | 2958465 | BEAU- |  | Y | 2017-03-31 | RDB_APP | 2017-03-31 | RDB_APP | 2017-03-31 | 2958465 | DNO - Scottish & Southern Energy DNO Scotland | BEAULY | 33kV
BEAU4 | BEAULY 400KV |  | 2017-03-31 | 2958465 | BEAU2 |  | Y | 2017-03-31 | RDB_APP | 2017-03-31 | RDB_APP | 2017-03-31 | 2958465 | TO - Scottish Hydro Electric Transmission Ltd | BEAULY | 400kV
BEDD1 | BEDDINGTON 132KV |  | 2017-03-31 | 2958465 |  |  | Y | 2017-03-31 | RDB_APP | 2017-03-31 | RDB_APP | 2017-03-31 | 2958465 | TO - National Grid Electricity Transmission | BEDDINGTON | 132kV
BEDD2 | BEDDINGTON 275KV |  | 2017-03-31 | 2958465 |  |  | Y | 2017-03-31 | RDB_APP | 2017-03-31 | RDB_APP | 2017-03-31 | 2958465 | TO - National Grid Electricity Transmission | BEDDINGTON | 275kV
BEDD3 | BEDDINGTON 33KV |  | 2017-03-31 | 2958465 |  |  | Y | 2017-03-31 | RDB_APP | 2017-03-31 | RDB_APP | 2017-03-31 | 2958465 | TO - National Grid Electricity Transmission | BEDDINGTON | 33kV
BEDD4 | BEDDINGTON 400KV |  | 2017-03-31 | 2958465 |  |  | Y | 2017-03-31 | RDB_APP | 2017-03-31 | RDB_APP | 2017-03-31 | 2958465 | TO - National Grid Electricity Transmission | BEDDINGTON | 400kV
BEDD5 | BEDDINGTON 11KV |  | 2017-03-31 | 2958465 |  |  | Y | 2017-03-31 | RDB_APP | 2017-03-31 | RDB_APP | 2017-03-31 | 2958465 | TO - National Grid Electricity Transmission | BEDDINGTON | 11kV
BEDD8 | BEDDINGTON 6.6KV |  | 2017-03-31 | 2958465 |  |  | Y | 2017-03-31 | RDB_APP | 2017-03-31 | RDB_APP | 2017-03-31 | 2958465 | TO - National Grid Electricity Transmission | BEDDINGTON | 6.6kV
BEDF1 | BEDFORD 132KV |  | 2017-03-31 | 2958465 |  |  | Y | 2017-03-31 | RDB_APP | 2017-03-31 | RDB_APP | 2017-03-31 | 2958465 | DNO - UK Power Networks Eastern | BEDFORD | 132kV
BEDG1 | BEDFORD GRID 132KV |  | 2017-03-31 | 2958465 |  |  | Y | 2017-03-31 | RDB_APP | 2017-03-31 | RDB_APP | 2017-03-31 | 2958465 | DNO - UK Power Networks Eastern | BEDFORD GRID | 132kV
BEDL1 | BEDLINGTON 132KV |  | 2017-03-31 | 2958465 |  |  | Y | 2017-03-31 | RDB_APP | 2017-03-31 | RDB_APP | 2017-03-31 | 2958465 | DNO - UK Power Networks South East | BEDLINGTON | 132kV
BEDS6 | BEDLINGTON SWG STN 66KV |  | 2017-03-31 | 2958465 |  |  | Y | 2017-03-31 | RDB_APP | 2017-03-31 | RDB_APP | 2017-03-31 | 2958465 | DNO - NPG North East (Northen Power Grid) | BEDLINGTON SWG STN | 66kV
BEDT1 | BEDDINGTON TEE (LE) 132KV |  | 2017-03-31 | 2958465 |  |  | Y | 2017-03-31 | RDB_APP | 2017-03-31 | RDB_APP | 2017-03-31 | 2958465 | TO - National Grid Electricity Transmission | BEDDINGTON TEE (LE) | 132kV
BEED1 | BEEDING 132KV |  | 2017-03-31 | 2958465 |  |  | Y | 2017-03-31 | RDB_APP | 2017-03-31 | RDB_APP | 2017-03-31 | 2958465 | DNO - UK Power Networks South East | BEEDING | 132kV
BEHL3 | BELLHOUSE LANE 33KV |  | 2017-03-31 | 2958465 |  |  | Y | 2017-03-31 | RDB_APP | 2017-03-31 | RDB_APP | 2017-03-31 | 2958465 | DNO - UK Power Networks Eastern | BELLHOUSE LANE | 33kV
BEHL3A | BELLHOUSE LANE 33KV |  | 2017-03-31 | 2958465 |  |  | Y | 2017-03-31 | RDB_APP | 2017-03-31 | RDB_APP | 2017-03-31 | 2958465 | DNO - UK Power Networks Eastern | BELLHOUSE LANE | 33kV
BEHL3B | BELLHOUSE LANE 33KV |  | 2017-03-31 | 2958465 |  |  | Y | 2017-03-31 | RDB_APP | 2017-03-31 | RDB_APP | 2017-03-31 | 2958465 | DNO - UK Power Networks Eastern | BELLHOUSE LANE | 33kV
BEIN1 | BEINNEUN WIND FARM 132KV |  | 2017-03-31 | 2958465 |  |  | Y | 2017-03-31 | RDB_APP | 2017-03-31 | RDB_APP | 2017-03-31 | 2958465 | PS - SSE Generation Limited | BEINNEUN WIND FARM | 132kV
BEIN3 | BEINNEUN WIND FARM 33KV |  | 2017-03-31 | 2958465 |  |  | Y | 2017-03-31 | RDB_APP | 2017-03-31 | RDB_APP | 2017-03-31 | 2958465 | PS - Blue Energy Co. | BEINNEUN WIND FARM | 33kV
BELC1 | BELCHAMP 132KV |  | 2017-03-31 | 2958465 |  |  | Y | 2017-03-31 | RDB_APP | 2017-03-31 | RDB_APP | 2017-03-31 | 2958465 | DNO - UK Power Networks Eastern | BELCHAMP | 132kV
BELC3 | BELCHAMP 33KV |  | 2017-03-31 | 2958465 |  |  | Y | 2017-03-31 | RDB_APP | 2017-03-31 | RDB_APP | 2017-03-31 | 2958465 | DNO - UK Power Networks Eastern | BELCHAMP | 33kV
BELF1 | BELFIELD 132KV |  | 2017-03-31 | 2958465 |  |  | Y | 2017-03-31 | RDB_APP | 2017-03-31 | RDB_APP | 2017-03-31 | 2958465 | DNO - ENW (Electric North-West) | BELFIELD | 132kV
BELF3 | BELFIELD 33KV |  | 2017-03-31 | 2958465 |  |  | Y | 2017-03-31 | RDB_APP | 2017-03-31 | RDB_APP | 2017-03-31 | 2958465 | DNO - ENW (Electric North-West) | BELFIELD | 33kV
BELL2 | BELLSHILL 275KV |  | 2017-03-31 | 2958465 |  |  | Y | 2017-03-31 | RDB_APP | 2017-03-31 | RDB_APP | 2017-03-31 | 2958465 | TO - Scottish Power Transmission Ltd | BELLSHILL | 275kV
BELL3 | BELLSHILL 33KV |  | 2017-03-31 | 2958465 |  |  | Y | 2017-03-31 | RDB_APP | 2017-03-31 | RDB_APP | 2017-03-31 | 2958465 | TO - Scottish Power Transmission Ltd | BELLSHILL | 33kV
BELS1 | BELSTEAD 132KV |  | 2017-03-31 | 2958465 |  |  | Y | 2017-03-31 | RDB_APP | 2017-03-31 | RDB_APP | 2017-03-31 | 2958465 | DNO - UK Power Networks Eastern | BELSTEAD | 132kV
BELV1 | BELVEDERE 132KV |  | 2017-03-31 | 2958465 |  |  | Y | 2017-03-31 | RDB_APP | 2017-03-31 | RDB_APP | 2017-03-31 | 2958465 | DNO - UK Power Networks Central | BELVEDERE | 132kV
BENA3 | BEN AKETIL WIND 33KV |  | 2017-03-31 | 2958465 | BENA3 |  | Y | 2017-03-31 | RDB_APP | 2017-03-31 | RDB_APP | 2017-03-31 | 2958465 | PS - SSE Generation Limited | BEN AKETIL WIND | 33kV
BENR1 | BENGEWORTH ROAD 132KV |  | 2017-03-31 | 2958465 |  |  | Y | 2017-03-31 | RDB_APP | 2017-03-31 | RDB_APP | 2017-03-31 | 2958465 | DNO - UK Power Networks Central | BENGEWORTH ROAD | 132kV
BENR3 | BENGEWORTH ROAD 33KV |  | 2017-03-31 | 2958465 |  |  | Y | 2017-03-31 | RDB_APP | 2017-03-31 | RDB_APP | 2017-03-31 | 2958465 | DNO - UK Power Networks Central | BENGEWORTH ROAD | 33kV
BENR5 | BENGEWORTH ROAD 11KV |  | 2017-03-31 | 2958465 |  |  | Y | 2017-03-31 | RDB_APP | 2017-03-31 | RDB_APP | 2017-03-31 | 2958465 | DNO - UK Power Networks Central | BENGEWORTH ROAD | 11kV
BENT1 | BENTLEY 132KV |  | 2017-03-31 | 2958465 |  |  | Y | 2017-03-31 | RDB_APP | 2017-03-31 | RDB_APP | 2017-03-31 | 2958465 | DNO - WPD West Midlands | BENTLEY | 132kV
BENT5 | BENTLEY 11KV |  | 2017-03-31 | 2958465 |  |  | Y | 2017-03-31 | RDB_APP | 2017-03-31 | RDB_APP | 2017-03-31 | 2958465 | DNO - WPD West Midlands | BENTLEY | 11kV
BERB2 | BERRY BURN 275KV |  | 2017-03-31 | 2958465 | BERB1 |  | Y | 2017-03-31 | RDB_APP | 2017-03-31 | RDB_APP | 2017-03-31 | 2958465 | TO - Scottish Hydro Electric Transmission Ltd | BERRY BURN | 275kV
BERB3 | BERRY BURN 33KV |  | 2017-03-31 | 2958465 | BERB1 |  | Y | 2017-03-31 | RDB_APP | 2017-03-31 | RDB_APP | 2017-03-31 | 2958465 | TO - Scottish Hydro Electric Transmission Ltd | BERRY BURN | 33kV
BERB8 | BERRY BURN 6.6KV |  | 2017-03-31 | 2958465 |  |  | Y | 2017-03-31 | RDB_APP | 2017-03-31 | RDB_APP | 2017-03-31 | 2958465 | TO - Scottish Hydro Electric Transmission Ltd | BERRY BURN | 6.6kV
BERK1 | BERKLEY 132KV |  | 2017-03-31 | 2958465 |  |  | Y | 2017-03-31 | RDB_APP | 2017-03-31 | RDB_APP | 2017-03-31 | 2958465 | DNO - WPD West Midlands | BERKLEY | 132kV
BERW1 | BERWICK 132KV |  | 2017-03-31 | 2958465 |  |  | Y | 2017-03-31 | RDB_APP | 2017-03-31 | RDB_APP | 2017-03-31 | 2958465 | TO - Scottish Power Transmission Ltd | BERWICK | 132kV
BERW3 | BERWICK 33KV |  | 2017-03-31 | 2958465 | BERW1 |  | Y | 2017-03-31 | RDB_APP | 2017-03-31 | RDB_APP | 2017-03-31 | 2958465 | DNO - Scottish Power DNO Scotland | BERWICK | 33kV
BESW1 | BERKSWELL 132KV |  | 2017-03-31 | 2958465 |  |  | Y | 2017-03-31 | RDB_APP | 2017-03-31 | RDB_APP | 2017-03-31 | 2958465 | TO - National Grid Electricity Transmission | BERKSWELL | 132kV
BESW1A | BERKSWELL 132KV |  | 2017-03-31 | 2958465 |  |  | Y | 2017-03-31 | RDB_APP | 2017-03-31 | RDB_APP | 2017-03-31 | 2958465 | DNO - WPD East Midlands | BERKSWELL | 132kV
BESW1B | BERKSWELL 132KV |  | 2017-03-31 | 2958465 |  |  | Y | 2017-03-31 | RDB_APP | 2017-03-31 | RDB_APP | 2017-03-31 | 2958465 | DNO - WPD East Midlands | BERKSWELL | 132kV
BESW2 | BERKSWELL 275KV |  | 2017-03-31 | 2958465 |  |  | Y | 2017-03-31 | RDB_APP | 2017-03-31 | RDB_APP | 2017-03-31 | 2958465 | TO - National Grid Electricity Transmission | BERKSWELL | 275kV
BETH3 | BEINN THARSUINN WIND 33KV |  | 2017-03-31 | 2958465 | ALNE3 |  | Y | 2017-03-31 | RDB_APP | 2017-03-31 | RDB_APP | 2017-03-31 | 2958465 | PS - SSE Generation Limited | BEINN THARSUINN WIND | 33kV
BETT1 | BETTESHANGER 132KV |  | 2017-03-31 | 2958465 |  |  | Y | 2017-03-31 | RDB_APP | 2017-03-31 | RDB_APP | 2017-03-31 | 2958465 | DNO - UK Power Networks South East | BETTESHANGER | 132kV
BETT3 | BETTESHANGER 33KV |  | 2017-03-31 | 2958465 |  |  | Y | 2017-03-31 | RDB_APP | 2017-03-31 | RDB_APP | 2017-03-31 | 2958465 | DNO - UK Power Networks South East | BETTESHANGER | 33kV
BEUL3R | Beaulieu |  | 2017-07-19 |  |  | 25kV railway traction site. | Y | 2017-07-19 | derek.young | 2017-07-19 | feng.ding | 2017-07-19 |  | LCC - NEC - Network Rail | Beaulieu | 22kV
BHLA1 | BHLARAIDH WIND FARM 132KV |  | 2017-03-31 | 2958465 |  |  | Y | 2017-03-31 | RDB_APP | 2017-03-31 | RDB_APP | 2017-03-31 | 2958465 | PS - SSE Generation Limited | BHLARAIDH WIND FARM | 132kV
BHLA3 | BHLARAIDH WIND FARM 33KV |  | 2017-03-31 | 2958465 |  |  | Y | 2017-03-31 | RDB_APP | 2017-03-31 | RDB_APP | 2017-03-31 | 2958465 | PS - SSE Generation Limited | BHLARAIDH WIND FARM | 33kV
BICF1 | BICKER FEN 132KV |  | 2017-03-31 | 2958465 |  |  | Y | 2017-03-31 | RDB_APP | 2017-03-31 | RDB_APP | 2017-03-31 | 2958465 | TO - National Grid Electricity Transmission | BICKER FEN | 132kV
BICF4 | BICKER FEN 400KV |  | 2017-03-31 | 2958465 |  |  | Y | 2017-03-31 | RDB_APP | 2017-03-31 | RDB_APP | 2017-03-31 | 2958465 | TO - National Grid Electricity Transmission | BICKER FEN | 400kV
BIHI1 | BIRKHILL 132KV |  | 2017-03-31 | 2958465 | BIHI1 |  | Y | 2017-03-31 | RDB_APP | 2017-03-31 | RDB_APP | 2017-03-31 | 2958465 | TO - Scottish Hydro Electric Transmission Ltd | BIRKHILL | 132kV
BIHI1T | BIRKHILL 132KV |  | 2017-03-31 | 2958465 |  |  | Y | 2017-03-31 | RDB_APP | 2017-03-31 | RDB_APP | 2017-03-31 | 2958465 | TO - Scottish Hydro Electric Transmission Ltd | BIRKHILL | 132kV
BIHO3 | BISHOPSTONE 33KV |  | 2017-03-31 | 2958465 |  |  | Y | 2017-03-31 | RDB_APP | 2017-03-31 | RDB_APP | 2017-03-31 | 2958465 | DNO - UK Power Networks Eastern | BISHOPSTONE | 33kV
BIRK1 | BIRKENHEAD 132KV |  | 2017-03-31 | 2958465 |  |  | Y | 2017-03-31 | RDB_APP | 2017-03-31 | RDB_APP | 2017-03-31 | 2958465 | TO - National Grid Electricity Transmission | BIRKENHEAD | 132kV
BIRK2 | BIRKENHEAD 275KV |  | 2017-03-31 | 2958465 |  |  | Y | 2017-03-31 | RDB_APP | 2017-03-31 | RDB_APP | 2017-03-31 | 2958465 | TO - National Grid Electricity Transmission | BIRKENHEAD | 275kV
BIRK8 | BIRKENHEAD 6.6KV |  | 2017-03-31 | 2958465 |  |  | Y | 2017-03-31 | RDB_APP | 2017-03-31 | RDB_APP | 2017-03-31 | 2958465 | Unknown | BIRKENHEAD | 6.6kV
BISP1 | BISPHAM 132KV |  | 2017-03-31 | 2958465 |  |  | Y | 2017-03-31 | RDB_APP | 2017-03-31 | RDB_APP | 2017-03-31 | 2958465 | DNO - ENW (Electric North-West) | BISPHAM | 132kV
BISP3 | BISPHAM 33KV |  | 2017-03-31 | 2958465 |  |  | Y | 2017-03-31 | RDB_APP | 2017-03-31 | RDB_APP | 2017-03-31 | 2958465 | DNO - ENW (Electric North-West) | BISPHAM | 33kV
BISS1 | BISHOP'S STORTFORD 132KV |  | 2017-03-31 | 2958465 |  |  | Y | 2017-03-31 | RDB_APP | 2017-03-31 | RDB_APP | 2017-03-31 | 2958465 | DNO - UK Power Networks Eastern | BISHOP'S STORTFORD | 132kV
BISS3 | BISHOP'S STORTFORD 33KV |  | 2017-03-31 | 2958465 |  |  | Y | 2017-03-31 | RDB_APP | 2017-03-31 | RDB_APP | 2017-03-31 | 2958465 | DNO - UK Power Networks Eastern | BISHOP'S STORTFORD | 33kV
BISW1 | BISHOPS WOOD 132KV |  | 2017-03-31 | 2958465 |  |  | Y | 2017-03-31 | RDB_APP | 2017-03-31 | RDB_APP | 2017-03-31 | 2958465 | TO - National Grid Electricity Transmission | BISHOPS WOOD | 132kV
BISW2 | BISHOPS WOOD 275KV |  | 2017-03-31 | 2958465 |  |  | Y | 2017-03-31 | RDB_APP | 2017-03-31 | RDB_APP | 2017-03-31 | 2958465 | TO - National Grid Electricity Transmission | BISHOPS WOOD | 275kV
BLAC1 | BLACKBURN 132KV |  | 2017-03-31 | 2958465 | DUNO1 |  | Y | 2017-03-31 | RDB_APP | 2017-03-31 | RDB_APP | 2017-03-31 | 2958465 | DNO - ENW (Electric North-West) | BLACKBURN | 132kV
BLAC3 | BLACKBURN 33KV |  | 2017-03-31 | 2958465 | DUNO3 |  | Y | 2017-03-31 | RDB_APP | 2017-03-31 | RDB_APP | 2017-03-31 | 2958465 | DNO - ENW (Electric North-West) | BLACKBURN | 33kV
BLAE3 | BLAENAU PLASTICS 33KV |  | 2017-03-31 | 2958465 |  |  | Y | 2017-03-31 | RDB_APP | 2017-03-31 | RDB_APP | 2017-03-31 | 2958465 | DNO - SP MANWEB(Scottish Power) | BLAENAU PLASTICS | 33kV
BLAF1 | BLACK FAN 132KV |  | 2017-03-31 | 2958465 |  |  | Y | 2017-03-31 | RDB_APP | 2017-03-31 | RDB_APP | 2017-03-31 | 2958465 | DNO - UK Power Networks Eastern | BLACK FAN | 132kV
BLAF5 | BLACK FAN 11KV |  | 2017-03-31 | 2958465 |  |  | Y | 2017-03-31 | RDB_APP | 2017-03-31 | RDB_APP | 2017-03-31 | 2958465 | DNO - UK Power Networks Eastern | BLACK FAN | 11kV
BLAH1 | BLACKHILL 132KV |  | 2017-03-31 | 2958465 |  |  | Y | 2017-03-31 | RDB_APP | 2017-03-31 | RDB_APP | 2017-03-31 | 2958465 | Unknown | BLACKHILL | 132kV
BLAH3 | BLACKHILL 33KV |  | 2017-03-31 | 2958465 | BLAH1 |  | Y | 2017-03-31 | RDB_APP | 2017-03-31 | RDB_APP | 2017-03-31 | 2958465 | DNO - Scottish Power DNO Scotland | BLACKHILL | 33kV
BLAL1 | BLACK LAKE 132KV |  | 2017-03-31 | 2958465 |  |  | Y | 2017-03-31 | RDB_APP | 2017-03-31 | RDB_APP | 2017-03-31 | 2958465 | DNO - WPD West Midlands | BLACK LAKE | 132kV
BLAL5 | BLACK LAKE 11KV |  | 2017-03-31 | 2958465 |  |  | Y | 2017-03-31 | RDB_APP | 2017-03-31 | RDB_APP | 2017-03-31 | 2958465 | DNO - WPD West Midlands | BLACK LAKE | 11kV
BLAM1 | BLACKBURN MEADOWS 132KV |  | 2017-03-31 | 2958465 |  |  | Y | 2017-03-31 | RDB_APP | 2017-03-31 | RDB_APP | 2017-03-31 | 2958465 | DNO - NPG Yorkshire (Northen Power Grid) | BLACKBURN MEADOWS | 132kV
BLAM3 | BLACKBURN MEADOWS 33KV |  | 2017-03-31 | 2958465 |  |  | Y | 2017-03-31 | RDB_APP | 2017-03-31 | RDB_APP | 2017-03-31 | 2958465 | DNO - NPG Yorkshire (Northen Power Grid) | BLACKBURN MEADOWS | 33kV
BLAR6 | BLAEH CRECHAN WINDFARM - CONNECTED TO CAERU ROAD 66KV |  | 2017-03-31 | 2958465 |  |  | Y | 2017-03-31 | RDB_APP | 2017-03-31 | RDB_APP | 2017-03-31 | 2958465 | Unknown | BLAEH CRECHAN WINDFARM - CONNECTED TO CAERU ROAD 66KV | 66kV
BLCW1 | BLACKCRAIG WIND FARM (IS DIFFERENT TO BLACK CRAIG) 132KV |  | 2017-03-31 | 2958465 | BLAC1 |  | Y | 2017-03-31 | RDB_APP | 2017-03-31 | RDB_APP | 2017-03-31 | 2958465 | PS - Blue Energy Co. | BLACKCRAIG WIND FARM (IS DIFFERENT TO BLACK CRAIG) | 132kV
BLCW3 | BLACKCRAIG WIND FARM (IS DIFFERENT TO BLACK CRAIG) 33KV |  | 2017-03-31 | 2958465 | BLAC3 |  | Y | 2017-03-31 | RDB_APP | 2017-03-31 | RDB_APP | 2017-03-31 | 2958465 | PS - Blue Energy Co. | BLACKCRAIG WIND FARM (IS DIFFERENT TO BLACK CRAIG) | 33kV
BLET1 | BLETCHLEY 132KV |  | 2017-03-31 | 2958465 |  |  | Y | 2017-03-31 | RDB_APP | 2017-03-31 | RDB_APP | 2017-03-31 | 2958465 | DNO - WPD East Midlands | BLETCHLEY | 132kV
BLET3 | BLETCHLEY 33KV |  | 2017-03-31 | 2958465 |  |  | Y | 2017-03-31 | RDB_APP | 2017-03-31 | RDB_APP | 2017-03-31 | 2958465 | DNO - WPD East Midlands | BLETCHLEY | 33kV
BLHI1 | BLACKHILLOCK 132KV |  | 2017-03-31 | 2958465 | BLHI1 |  | Y | 2017-03-31 | RDB_APP | 2017-03-31 | RDB_APP | 2017-03-31 | 2958465 | TO - Scottish Hydro Electric Transmission Ltd | BLACKHILLOCK | 132kV
BLHI2 | BLACKHILLOCK 275KV |  | 2017-03-31 | 2958465 | BLHI2 |  | Y | 2017-03-31 | RDB_APP | 2017-03-31 | RDB_APP | 2017-03-31 | 2958465 | TO - Scottish Hydro Electric Transmission Ltd | BLACKHILLOCK | 275kV
BLHI4 | BLACKHILLOCK 400KV |  | 2017-03-31 | 2958465 | BLHI4 |  | Y | 2017-03-31 | RDB_APP | 2017-03-31 | RDB_APP | 2017-03-31 | 2958465 | TO - Scottish Hydro Electric Transmission Ltd | BLACKHILLOCK | 400kV
BLKC3 | BLACK CRAIG 33KV |  | 2017-03-31 | 2958465 |  |  | Y | 2017-03-31 | RDB_APP | 2017-03-31 | RDB_APP | 2017-03-31 | 2958465 | DNO - Scottish & Southern Energy DNO Scotland | BLACK CRAIG | 33kV
BLKL1 | BLACK LAW SUBSTATION 132KV |  | 2017-03-31 | 2958465 |  |  | Y | 2017-03-31 | RDB_APP | 2017-03-31 | RDB_APP | 2017-03-31 | 2958465 | TO - Scottish Power Transmission Ltd | BLACK LAW SUBSTATION | 132kV
BLKL3 | BLACK LAW SUBSTATION 33KV |  | 2017-03-31 | 2958465 | BLAK3 |  | Y | 2017-03-31 | RDB_APP | 2017-03-31 | RDB_APP | 2017-03-31 | 2958465 | TO - National Grid Electricity Transmission | BLACK LAW SUBSTATION | 33kV
BLLA1 | BLACK LAW 132KV |  | 2017-03-31 | 2958465 |  |  | Y | 2017-03-31 | RDB_APP | 2017-03-31 | RDB_APP | 2017-03-31 | 2958465 | TO - National Grid Electricity Transmission | BLACK LAW | 132kV
BLLA3 | BLACK LAW 33KV |  | 2017-03-31 | 2958465 |  |  | Y | 2017-03-31 | RDB_APP | 2017-03-31 | RDB_APP | 2017-03-31 | 2958465 | DNO - Scottish Power DNO Scotland | BLACK LAW | 33kV
BLLX1 | BLACK LAW EXTENSION WIND FARM 132KV |  | 2017-03-31 | 2958465 | BLLX1 |  | Y | 2017-03-31 | RDB_APP | 2017-03-31 | RDB_APP | 2017-03-31 | 2958465 | PS - SCOTTISH POWER RENWABLES | BLACK LAW EXTENSION WIND FARM | 132kV
BLLX3 | BLACK LAW EXTENSION WIND FARM 33KV |  | 2017-03-31 | 2958465 | BLLX1 |  | Y | 2017-03-31 | RDB_APP | 2017-03-31 | RDB_APP | 2017-03-31 | 2958465 | PS - SCOTTISH POWER RENWABLES | BLACK LAW EXTENSION WIND FARM | 33kV
BLON1 | BLYTON 132KV |  | 2017-03-31 | 2958465 |  |  | Y | 2017-03-31 | RDB_APP | 2017-03-31 | RDB_APP | 2017-03-31 | 2958465 | DNO - NPG Yorkshire (Northen Power Grid) | BLYTON | 132kV
BLON3 | BLYTON 33KV |  | 2017-03-31 | 2958465 |  |  | Y | 2017-03-31 | RDB_APP | 2017-03-31 | RDB_APP | 2017-03-31 | 2958465 | DNO - NPG Yorkshire (Northen Power Grid) | BLYTON | 33kV
BLPO3 | BLACKPOOL 33KV |  | 2017-03-31 | 2958465 |  |  | Y | 2017-03-31 | RDB_APP | 2017-03-31 | RDB_APP | 2017-03-31 | 2958465 | DNO - ENW (Electric North-West) | BLACKPOOL | 33kV
BLUC1 | BLUCHER 132KV |  | 2017-03-31 | 2958465 |  |  | Y | 2017-03-31 | RDB_APP | 2017-03-31 | RDB_APP | 2017-03-31 | 2958465 | DNO - NPG North East (Northen Power Grid) | BLUCHER | 132kV
BLUC3 | BLUCHER 33KV |  | 2017-03-31 | 2958465 |  |  | Y | 2017-03-31 | RDB_APP | 2017-03-31 | RDB_APP | 2017-03-31 | 2958465 | DNO - NPG North East (Northen Power Grid) | BLUCHER | 33kV
BLVW1 | BELVIEW 132KV |  | 2017-03-31 | 2958465 |  |  | Y | 2017-03-31 | RDB_APP | 2017-03-31 | RDB_APP | 2017-03-31 | 2958465 | DNO - ENW (Electric North-West) | BELVIEW | 132kV
BLWI1 | BLAEHCWEH WINDFARM - CONNECTED TO RHOS 132KV 132KV |  | 2017-03-31 | 2958465 |  |  | Y | 2017-03-31 | RDB_APP | 2017-03-31 | RDB_APP | 2017-03-31 | 2958465 | Unknown | BLAEHCWEH WINDFARM - CONNECTED TO RHOS 132KV | 132kV
BLYT1 | BLYTH 132KV |  | 2017-03-31 | 2958465 |  |  | Y | 2017-03-31 | RDB_APP | 2017-03-31 | RDB_APP | 2017-03-31 | 2958465 | TO - National Grid Electricity Transmission | BLYTH | 132kV
BLYT2 | BLYTH 275KV |  | 2017-03-31 | 2958465 |  |  | Y | 2017-03-31 | RDB_APP | 2017-03-31 | RDB_APP | 2017-03-31 | 2958465 | TO - National Grid Electricity Transmission | BLYTH | 275kV
BLYT4 | BLYTH 400KV |  | 2017-03-31 | 2958465 |  |  | Y | 2017-03-31 | RDB_APP | 2017-03-31 | RDB_APP | 2017-03-31 | 2958465 | TO - National Grid Electricity Transmission | BLYTH | 400kV
BLYT6 | BLYTH 66KV |  | 2017-03-31 | 2958465 |  |  | Y | 2017-03-31 | RDB_APP | 2017-03-31 | RDB_APP | 2017-03-31 | 2958465 | TO - National Grid Electricity Transmission | BLYTH | 66kV
BLYT8 | BLYTH 6.6KV |  | 2017-03-31 | 2958465 |  |  | Y | 2017-03-31 | RDB_APP | 2017-03-31 | RDB_APP | 2017-03-31 | 2958465 | TO - National Grid Electricity Transmission | BLYTH | 6.6kV
BOAG1 | BOAT OF GARTEN 132KV |  | 2017-03-31 | 2958465 | BEAU1 |  | Y | 2017-03-31 | RDB_APP | 2017-03-31 | RDB_APP | 2017-03-31 | 2958465 | TO - Scottish Hydro Electric Transmission Ltd | BOAT OF GARTEN | 132kV
BOAG3 | BOAT OF GARTEN 33KV |  | 2017-03-31 | 2958465 | BOAG1 |  | Y | 2017-03-31 | RDB_APP | 2017-03-31 | RDB_APP | 2017-03-31 | 2958465 | DNO - Scottish & Southern Energy DNO Scotland | BOAT OF GARTEN | 33kV
BOCF5 | B.O.C. FAWLEY 11KV |  | 2017-03-31 | 2958465 |  |  | Y | 2017-03-31 | RDB_APP | 2017-03-31 | RDB_APP | 2017-03-31 | 2958465 | DNO - SSE Southern | B.O.C. FAWLEY | 11kV
BOCM1 | BRITISH OXGEN MARGAM 132KV |  | 2017-03-31 | 2958465 |  |  | Y | 2017-03-31 | RDB_APP | 2017-03-31 | RDB_APP | 2017-03-31 | 2958465 | DNO - WPD South Wales | BRITISH OXGEN MARGAM | 132kV
BODE1 | BODELWYDDAN (GWYNT-Y-MOR WIND) SUBSTATION 132KV |  | 2017-03-31 | 2958465 |  |  | Y | 2017-03-31 | RDB_APP | 2017-03-31 | RDB_APP | 2017-03-31 | 2958465 | TO - National Grid Electricity Transmission | BODELWYDDAN (GWYNT-Y-MOR WIND) SUBSTATION | 132kV
BODE2 | BODELWYDDAN (GWYNT-Y-MOR WIND) SUBSTATION 275KV |  | 2017-03-31 | 2958465 |  |  | Y | 2017-03-31 | RDB_APP | 2017-03-31 | RDB_APP | 2017-03-31 | 2958465 | TO - National Grid Electricity Transmission | BODELWYDDAN (GWYNT-Y-MOR WIND) SUBSTATION | 275kV
BODE4 | BODELWYDDAN (GWYNT-Y-MOR WIND) SUBSTATION 400KV |  | 2017-03-31 | 2958465 |  |  | Y | 2017-03-31 | RDB_APP | 2017-03-31 | RDB_APP | 2017-03-31 | 2958465 | TO - National Grid Electricity Transmission | BODELWYDDAN (GWYNT-Y-MOR WIND) SUBSTATION | 400kV
BOEM1 | BOURNEMOUTH 132KV |  | 2017-03-31 | 2958465 |  |  | Y | 2017-03-31 | RDB_APP | 2017-03-31 | RDB_APP | 2017-03-31 | 2958465 | DNO - SSE Southern | BOURNEMOUTH | 132kV
BOEM3 | BOURNEMOUTH 33KV |  | 2017-03-31 | 2958465 |  |  | Y | 2017-03-31 | RDB_APP | 2017-03-31 | RDB_APP | 2017-03-31 | 2958465 | DNO - SSE Southern | BOURNEMOUTH | 33kV
BOLD1 | BOLD 132KV |  | 2017-03-31 | 2958465 |  |  | Y | 2017-03-31 | RDB_APP | 2017-03-31 | RDB_APP | 2017-03-31 | 2958465 | DNO - SP MANWEB(Scottish Power) | BOLD | 132kV
BOLD3 | BOLD 33KV |  | 2017-03-31 | 2958465 |  |  | Y | 2017-03-31 | RDB_APP | 2017-03-31 | RDB_APP | 2017-03-31 | 2958465 | DNO - SP MANWEB(Scottish Power) | BOLD | 33kV
BOLN1 | BOLNEY 132KV |  | 2017-03-31 | 2958465 |  |  | Y | 2017-03-31 | RDB_APP | 2017-03-31 | RDB_APP | 2017-03-31 | 2958465 | TO - National Grid Electricity Transmission | BOLNEY | 132kV
BOLN3 | BOLNEY 33KV |  | 2017-03-31 | 2958465 |  |  | Y | 2017-03-31 | RDB_APP | 2017-03-31 | RDB_APP | 2017-03-31 | 2958465 | DNO - UK Power Networks South East | BOLNEY | 33kV
BOLN4 | BOLNEY 400KV |  | 2017-03-31 | 2958465 |  |  | Y | 2017-03-31 | RDB_APP | 2017-03-31 | RDB_APP | 2017-03-31 | 2958465 | TO - National Grid Electricity Transmission | BOLNEY | 400kV
BOLN8 | BOLNEY 6.6KV |  | 2017-03-31 | 2958465 |  |  | Y | 2017-03-31 | RDB_APP | 2017-03-31 | RDB_APP | 2017-03-31 | 2958465 | Unknown | BOLNEY | 6.6kV
BOLT1 | BOLTON 132KV |  | 2017-03-31 | 2958465 |  |  | Y | 2017-03-31 | RDB_APP | 2017-03-31 | RDB_APP | 2017-03-31 | 2958465 | Unknown | BOLTON | 132kV
BONB1 | BONNYBRIDGE BOUNDARY - DUPLICATE 132KV |  | 2017-03-31 | 2958465 | BONB1 |  | Y | 2017-03-31 | RDB_APP | 2017-03-31 | RDB_APP | 2017-03-31 | 2958465 | TO - Scottish Power Transmission Ltd | BONNYBRIDGE BOUNDARY - DUPLICATE | 132kV
BONB2 | BONNYBRIDGE BOUNDARY - DUPLICATE 275KV |  | 2017-03-31 | 2958465 | BONB2 |  | Y | 2017-03-31 | RDB_APP | 2017-03-31 | RDB_APP | 2017-03-31 | 2958465 | TO - Scottish Power Transmission Ltd | BONNYBRIDGE BOUNDARY - DUPLICATE | 275kV
BONB4 | BONNYBRIDGE BOUNDARY - DUPLICATE 400KV |  | 2017-03-31 | 2958465 | BONB4 |  | Y | 2017-03-31 | RDB_APP | 2017-03-31 | RDB_APP | 2017-03-31 | 2958465 | TO - Scottish Power Transmission Ltd | BONNYBRIDGE BOUNDARY - DUPLICATE | 400kV
BONN1 | BONNYBRIDGE 132KV |  | 2017-03-31 | 2958465 | BAGA1 |  | Y | 2017-03-31 | RDB_APP | 2017-03-31 | RDB_APP | 2017-03-31 | 2958465 | TO - Scottish Power Transmission Ltd | BONNYBRIDGE | 132kV
BONN2 | BONNYBRIDGE 275KV |  | 2017-03-31 | 2958465 | BONN1 |  | Y | 2017-03-31 | RDB_APP | 2017-03-31 | RDB_APP | 2017-03-31 | 2958465 | TO - Scottish Power Transmission Ltd | BONNYBRIDGE | 275kV
BONN3 | BONNYBRIDGE 33KV |  | 2017-03-31 | 2958465 | BONN1 |  | Y | 2017-03-31 | RDB_APP | 2017-03-31 | RDB_APP | 2017-03-31 | 2958465 | TO - Scottish Power Transmission Ltd | BONNYBRIDGE | 33kV
BONN4 | BONNYBRIDGE 400KV |  | 2017-03-31 | 2958465 | BONN1 |  | Y | 2017-03-31 | RDB_APP | 2017-03-31 | RDB_APP | 2017-03-31 | 2958465 | TO - Scottish Power Transmission Ltd | BONNYBRIDGE | 400kV
BOOT1 | BOOTLE 132KV |  | 2017-03-31 | 2958465 |  |  | Y | 2017-03-31 | RDB_APP | 2017-03-31 | RDB_APP | 2017-03-31 | 2958465 | DNO - SP MANWEB(Scottish Power) | BOOTLE | 132kV
BOOT3 | BOOTLE 33KV |  | 2017-03-31 | 2958465 |  |  | Y | 2017-03-31 | RDB_APP | 2017-03-31 | RDB_APP | 2017-03-31 | 2958465 | DNO - SP MANWEB(Scottish Power) | BOOTLE | 33kV
BORH1 | BOREHAM WOOD NR 132KV |  | 2017-03-31 | 2958465 |  |  | Y | 2017-03-31 | RDB_APP | 2017-03-31 | RDB_APP | 2017-03-31 | 2958465 | DNO - UK Power Networks Eastern | BOREHAM WOOD NR | 132kV
BORH3R | BOREHAM WOOD NR 33KV |  | 2017-03-31 | 2958465 |  |  | Y | 2017-03-31 | RDB_APP | 2017-03-31 | RDB_APP | 2017-03-31 | 2958465 | Unknown | BOREHAM WOOD NR | 33kV
BORW1 | BOREHAM WOOD 132KV |  | 2017-03-31 | 2958465 |  |  | Y | 2017-03-31 | RDB_APP | 2017-03-31 | RDB_APP | 2017-03-31 | 2958465 | DNO - UK Power Networks Eastern | BOREHAM WOOD | 132kV
BOSM5 | BOSTON MANOR ROAD 11KV |  | 2017-03-31 | 2958465 |  |  | Y | 2017-03-31 | RDB_APP | 2017-03-31 | RDB_APP | 2017-03-31 | 2958465 | DNO - SSE Southern | BOSTON MANOR ROAD | 11kV
BOSM6 | BOSTON MANOR ROAD 66KV |  | 2017-03-31 | 2958465 |  |  | Y | 2017-03-31 | RDB_APP | 2017-03-31 | RDB_APP | 2017-03-31 | 2958465 | DNO - SSE Southern | BOSTON MANOR ROAD | 66kV
BOST1 | BOSTON 132KV |  | 2017-03-31 | 2958465 |  |  | Y | 2017-03-31 | RDB_APP | 2017-03-31 | RDB_APP | 2017-03-31 | 2958465 | DNO - WPD East Midlands | BOSTON | 132kV
BOST3 | BOSTON 33KV |  | 2017-03-31 | 2958465 |  |  | Y | 2017-03-31 | RDB_APP | 2017-03-31 | RDB_APP | 2017-03-31 | 2958465 | DNO - WPD East Midlands | BOSTON | 33kV
BOSW1 | BARROW OFFSHORE WIND FARM 132KV |  | 2017-03-31 | 2958465 |  |  | Y | 2017-03-31 | RDB_APP | 2017-03-31 | RDB_APP | 2017-03-31 | 2958465 | PS - Dong Energy | BARROW OFFSHORE WIND FARM | 132kV
BOSW3 | BARROW OFFSHORE WIND FARM 33KV |  | 2017-03-31 | 2958465 |  |  | Y | 2017-03-31 | RDB_APP | 2017-03-31 | RDB_APP | 2017-03-31 | 2958465 | PS - Dong Energy | BARROW OFFSHORE WIND FARM | 33kV
BOSW8 | BARROW OFFSHORE WIND FARM 6.6KV |  | 2017-03-31 | 2958465 |  |  | Y | 2017-03-31 | RDB_APP | 2017-03-31 | RDB_APP | 2017-03-31 | 2958465 | PS - Dong Energy | BARROW OFFSHORE WIND FARM | 6.6kV
BOTN1 | BOOTHEN 132KV |  | 2017-03-31 | 2958465 |  |  | Y | 2017-03-31 | RDB_APP | 2017-03-31 | RDB_APP | 2017-03-31 | 2958465 | DNO - WPD West Midlands | BOOTHEN | 132kV
BOTN1A | BOOTHEN 132KV |  | 2017-03-31 | 2958465 |  |  | Y | 2017-03-31 | RDB_APP | 2017-03-31 | RDB_APP | 2017-03-31 | 2958465 | DNO - WPD West Midlands | BOOTHEN | 132kV
BOTN1B | BOOTHEN 132KV |  | 2017-03-31 | 2958465 |  |  | Y | 2017-03-31 | RDB_APP | 2017-03-31 | RDB_APP | 2017-03-31 | 2958465 | DNO - WPD West Midlands | BOOTHEN | 132kV
BOTN3 | BOOTHEN 33KV |  | 2017-03-31 | 2958465 |  |  | Y | 2017-03-31 | RDB_APP | 2017-03-31 | RDB_APP | 2017-03-31 | 2958465 | DNO - WPD West Midlands | BOOTHEN | 33kV
BOTN5 | BOOTHEN 11KV |  | 2017-03-31 | 2958465 |  |  | Y | 2017-03-31 | RDB_APP | 2017-03-31 | RDB_APP | 2017-03-31 | 2958465 | DNO - WPD West Midlands | BOOTHEN | 11kV
BOTW1 | BOTLEY WOOD 132KV |  | 2017-03-31 | 2958465 |  |  | Y | 2017-03-31 | RDB_APP | 2017-03-31 | RDB_APP | 2017-03-31 | 2958465 | TO - National Grid Electricity Transmission | BOTLEY WOOD | 132kV
BOTW3 | BOTLEY WOOD 33KV |  | 2017-03-31 | 2958465 |  |  | Y | 2017-03-31 | RDB_APP | 2017-03-31 | RDB_APP | 2017-03-31 | 2958465 | DNO - SSE Southern | BOTLEY WOOD | 33kV
BOTW4 | BOTLEY WOOD 400KV |  | 2017-03-31 | 2958465 |  |  | Y | 2017-03-31 | RDB_APP | 2017-03-31 | RDB_APP | 2017-03-31 | 2958465 | TO - National Grid Electricity Transmission | BOTLEY WOOD | 400kV
BOUG1 | BOUGHTON ROAD (FED FROM NECHELLS) WPD-WEST MIDLANDS 132KV |  | 2017-03-31 | 2958465 |  |  | Y | 2017-03-31 | RDB_APP | 2017-03-31 | RDB_APP | 2017-03-31 | 2958465 | DNO - WPD West Midlands | BOUGHTON ROAD (FED FROM NECHELLS) WPD-WEST MIDLANDS | 132kV
BOUG5 | BOUGHTON ROAD (FED FROM NECHELLS) WPD-WEST MIDLANDS 11KV |  | 2017-03-31 | 2958465 |  |  | Y | 2017-03-31 | RDB_APP | 2017-03-31 | RDB_APP | 2017-03-31 | 2958465 | DNO - WPD West Midlands | BOUGHTON ROAD (FED FROM NECHELLS) WPD-WEST MIDLANDS | 11kV
BOUR1 | BOURNE 132KV |  | 2017-03-31 | 2958465 |  |  | Y | 2017-03-31 | RDB_APP | 2017-03-31 | RDB_APP | 2017-03-31 | 2958465 | DNO - WPD East Midlands | BOURNE | 132kV
BOUR3 | BOURNE 33KV |  | 2017-03-31 | 2958465 |  |  | Y | 2017-03-31 | RDB_APP | 2017-03-31 | RDB_APP | 2017-03-31 | 2958465 | DNO - WPD East Midlands | BOURNE | 33kV
BOWA3 | BOWBEA 30MW 2 (CONNECTED TO KAIMES 33KV 33KV |  | 2017-03-31 | 2958465 |  |  | Y | 2017-03-31 | RDB_APP | 2017-03-31 | RDB_APP | 2017-03-31 | 2958465 | DNO - Scottish Power DNO Scotland | BOWBEA 30MW 2 (CONNECTED TO KAIMES 33KV | 33kV
BOWE1 | BOWESFIELD 132KV |  | 2017-03-31 | 2958465 |  |  | Y | 2017-03-31 | RDB_APP | 2017-03-31 | RDB_APP | 2017-03-31 | 2958465 | DNO - NPG North East (Northen Power Grid) | BOWESFIELD | 132kV
BOWE3 | BOWESFIELD 33KV |  | 2017-03-31 | 2958465 |  |  | Y | 2017-03-31 | RDB_APP | 2017-03-31 | RDB_APP | 2017-03-31 | 2958465 | DNO - NPG North East (Northen Power Grid) | BOWESFIELD | 33kV
BOWN1 | BOW NETWORK RAIL 132KV |  | 2017-03-31 | 2958465 |  |  | Y | 2017-03-31 | RDB_APP | 2017-03-31 | RDB_APP | 2017-03-31 | 2958465 | DNO - UK Power Networks Central | BOW NETWORK RAIL | 132kV
BOWN7 | BOW NETWORK RAIL 22KV |  | 2017-03-31 | 2958465 |  |  | Y | 2017-03-31 | RDB_APP | 2017-03-31 | RDB_APP | 2017-03-31 | 2958465 | DNO - UK Power Networks Central | BOW NETWORK RAIL | 22kV
BOWS3 | BOW STREET 33KV |  | 2017-03-31 | 2958465 |  |  | Y | 2017-03-31 | RDB_APP | 2017-03-31 | RDB_APP | 2017-03-31 | 2958465 | DNO - SP MANWEB(Scottish Power) | BOW STREET | 33kV
BOWX1 | BOWHAYS CROSS 132KV |  | 2017-03-31 | 2958465 |  |  | Y | 2017-03-31 | RDB_APP | 2017-03-31 | RDB_APP | 2017-03-31 | 2958465 | DNO - WPD South West | BOWHAYS CROSS | 132kV
BOWX3 | BOWHAYS CROSS 33KV |  | 2017-03-31 | 2958465 |  |  | Y | 2017-03-31 | RDB_APP | 2017-03-31 | RDB_APP | 2017-03-31 | 2958465 | DNO - WPD South West | BOWHAYS CROSS | 33kV
BOWY5 | BOW 11KV |  | 2017-03-31 | 2958465 |  |  | Y | 2017-03-31 | RDB_APP | 2017-03-31 | RDB_APP | 2017-03-31 | 2958465 | DNO - UK Power Networks Central | BOW | 11kV
BOWZ1 | BOW 132KV |  | 2017-03-31 | 2958465 |  |  | Y | 2017-03-31 | RDB_APP | 2017-03-31 | RDB_APP | 2017-03-31 | 2958465 | DNO - UK Power Networks Central | BOW | 132kV
BOWZ5 | BOW 11KV |  | 2017-03-31 | 2958465 |  |  | Y | 2017-03-31 | RDB_APP | 2017-03-31 | RDB_APP | 2017-03-31 | 2958465 | DNO - UK Power Networks Central | BOW | 11kV
BOYN3 | BOYNDIE WIND FARM 33KV |  | 2017-03-31 | 2958465 | BOYN3 |  | Y | 2017-03-31 | RDB_APP | 2017-03-31 | RDB_APP | 2017-03-31 | 2958465 | PS - SSE Generation Limited | BOYNDIE WIND FARM | 33kV
BPAP1 | BRIDGEWATER PAPER 132KV |  | 2017-03-31 | 2958465 |  |  | Y | 2017-03-31 | RDB_APP | 2017-03-31 | RDB_APP | 2017-03-31 | 2958465 | DNO - SP MANWEB(Scottish Power) | BRIDGEWATER PAPER | 132kV
BPAP3 | BRIDGEWATER PAPER 33KV |  | 2017-03-31 | 2958465 |  |  | Y | 2017-03-31 | RDB_APP | 2017-03-31 | RDB_APP | 2017-03-31 | 2958465 | DNO - SP MANWEB(Scottish Power) | BRIDGEWATER PAPER | 33kV
BPBB3 | BAGLAN BAY (SWALEC) 33KV |  | 2017-03-31 | 2958465 |  |  | Y | 2017-03-31 | RDB_APP | 2017-03-31 | RDB_APP | 2017-03-31 | 2958465 | DNO - WPD South Wales | BAGLAN BAY (SWALEC) | 33kV
BPGR3 | BP GRANGEMOUTH 33KV |  | 2017-03-31 | 2958465 | BPGR3 |  | Y | 2017-03-31 | RDB_APP | 2017-03-31 | RDB_APP | 2017-03-31 | 2958465 | DNO - Scottish Power DNO Scotland | BP GRANGEMOUTH | 33kV
BPGR8 | BP GRANGEMOUTH 6.6KV |  | 2017-03-31 | 2958465 |  |  | Y | 2017-03-31 | RDB_APP | 2017-03-31 | RDB_APP | 2017-03-31 | 2958465 | DNO - Scottish Power DNO Scotland | BP GRANGEMOUTH | 6.6kV
BRAC1 | BRACO 132KV |  | 2017-03-31 | 2958465 |  |  | Y | 2017-03-31 | RDB_APP | 2017-03-31 | RDB_APP | 2017-03-31 | 2958465 | TO - Scottish Hydro Electric Transmission Ltd | BRACO | 132kV
BRAC2 | BRACO 275KV |  | 2017-03-31 | 2958465 | BRAC2 |  | Y | 2017-03-31 | RDB_APP | 2017-03-31 | RDB_APP | 2017-03-31 | 2958465 | TO - Scottish Hydro Electric Transmission Ltd | BRACO | 275kV
BRAC3 | BRACO 33KV |  | 2017-03-31 | 2958465 | BRAC1 |  | Y | 2017-03-31 | RDB_APP | 2017-03-31 | RDB_APP | 2017-03-31 | 2958465 | DNO - Scottish & Southern Energy DNO Scotland | BRACO | 33kV
BRAE1 | BRAEHEAD 132KV |  | 2017-03-31 | 2958465 | BRAE1 |  | Y | 2017-03-31 | RDB_APP | 2017-03-31 | RDB_APP | 2017-03-31 | 2958465 | TO - Scottish Power Transmission Ltd | BRAEHEAD | 132kV
BRAI1 | BRAINTREE 132KV |  | 2017-03-31 | 2958465 |  |  | Y | 2017-03-31 | RDB_APP | 2017-03-31 | RDB_APP | 2017-03-31 | 2958465 | TO - National Grid Electricity Transmission | BRAINTREE | 132kV
BRAI3 | BRAINTREE 33KV |  | 2017-03-31 | 2958465 |  |  | Y | 2017-03-31 | RDB_APP | 2017-03-31 | RDB_APP | 2017-03-31 | 2958465 | DNO - UK Power Networks Eastern | BRAINTREE | 33kV
BRAI4 | BRAINTREE 400KV |  | 2017-03-31 | 2958465 |  |  | Y | 2017-03-31 | RDB_APP | 2017-03-31 | RDB_APP | 2017-03-31 | 2958465 | TO - National Grid Electricity Transmission | BRAINTREE | 400kV
BRAM1 | BRAMHAM 132KV |  | 2017-03-31 | 2958465 |  |  | Y | 2017-03-31 | RDB_APP | 2017-03-31 | RDB_APP | 2017-03-31 | 2958465 | DNO - NPG Yorkshire (Northen Power Grid) | BRAMHAM | 132kV
BRAM3 | BRAMHAM 33KV |  | 2017-03-31 | 2958465 |  |  | Y | 2017-03-31 | RDB_APP | 2017-03-31 | RDB_APP | 2017-03-31 | 2958465 | DNO - NPG Yorkshire (Northen Power Grid) | BRAMHAM | 33kV
BRAP1 | BREAHEAD PARK 132KV |  | 2017-03-31 | 2958465 | BRAE1 |  | Y | 2017-03-31 | RDB_APP | 2017-03-31 | RDB_APP | 2017-03-31 | 2958465 | TO - Scottish Power Transmission Ltd | BREAHEAD PARK | 132kV
BRAP3 | BREAHEAD PARK 33KV |  | 2017-03-31 | 2958465 | BRAP1 |  | Y | 2017-03-31 | RDB_APP | 2017-03-31 | RDB_APP | 2017-03-31 | 2958465 | TO - Scottish Power Transmission Ltd | BREAHEAD PARK | 33kV
BRAS1 | BRADLEY STOKE 132KV |  | 2017-03-31 | 2958465 |  |  | Y | 2017-03-31 | RDB_APP | 2017-03-31 | RDB_APP | 2017-03-31 | 2958465 | DNO - WPD South West | BRADLEY STOKE | 132kV
BRAS3 | BRADLEY STOKE 33KV |  | 2017-03-31 | 2958465 |  |  | Y | 2017-03-31 | RDB_APP | 2017-03-31 | RDB_APP | 2017-03-31 | 2958465 | DNO - WPD South West | BRADLEY STOKE | 33kV
BRAW1 | BRADFORD WEST 132KV |  | 2017-03-31 | 2958465 |  |  | Y | 2017-03-31 | RDB_APP | 2017-03-31 | RDB_APP | 2017-03-31 | 2958465 | TO - National Grid Electricity Transmission | BRADFORD WEST | 132kV
BRAW2 | BRADFORD WEST 275KV |  | 2017-03-31 | 2958465 |  |  | Y | 2017-03-31 | RDB_APP | 2017-03-31 | RDB_APP | 2017-03-31 | 2958465 | TO - National Grid Electricity Transmission | BRADFORD WEST | 275kV
BRAW4 | BRADFORD WEST 400KV |  | 2017-03-31 | 2958465 |  |  | Y | 2017-03-31 | RDB_APP | 2017-03-31 | RDB_APP | 2017-03-31 | 2958465 | TO - National Grid Electricity Transmission | BRADFORD WEST | 400kV
BRAW8 | BRADFORD WEST 6.6KV |  | 2017-03-31 | 2958465 |  |  | Y | 2017-03-31 | RDB_APP | 2017-03-31 | RDB_APP | 2017-03-31 | 2958465 | Unknown | BRADFORD WEST | 6.6kV
BRBO1 | BROMBOROUGH 132KV |  | 2017-03-31 | 2958465 |  |  | Y | 2017-03-31 | RDB_APP | 2017-03-31 | RDB_APP | 2017-03-31 | 2958465 | DNO - SP MANWEB(Scottish Power) | BROMBOROUGH | 132kV
BRBO3 | BROMBOROUGH 33KV |  | 2017-03-31 | 2958465 |  |  | Y | 2017-03-31 | RDB_APP | 2017-03-31 | RDB_APP | 2017-03-31 | 2958465 | DNO - SP MANWEB(Scottish Power) | BROMBOROUGH | 33kV
BRCW2 | BRACO WEST 275KV |  | 2017-03-31 | 2958465 |  |  | Y | 2017-03-31 | RDB_APP | 2017-03-31 | RDB_APP | 2017-03-31 | 2958465 | TO - Scottish Hydro Electric Transmission Ltd | BRACO WEST | 275kV
BRCW3 | BRACO WEST 33KV |  | 2017-03-31 | 2958465 |  |  | Y | 2017-03-31 | RDB_APP | 2017-03-31 | RDB_APP | 2017-03-31 | 2958465 | DNO - Scottish & Southern Energy DNO Scotland | BRACO WEST | 33kV
BRDU3 | BRAES OF DOUNE WIND FARM 33KV |  | 2017-03-31 | 2958465 | BRAC3 |  | Y | 2017-03-31 | RDB_APP | 2017-03-31 | RDB_APP | 2017-03-31 | 2958465 | PS - SSE Generation Limited | BRAES OF DOUNE WIND FARM | 33kV
BRDU8 | BRAES OF DOUNE WIND FARM 6.6KV |  | 2017-03-31 | 2958465 | BRDU3 |  | Y | 2017-03-31 | RDB_APP | 2017-03-31 | RDB_APP | 2017-03-31 | 2958465 | PS - SSE Generation Limited | BRAES OF DOUNE WIND FARM | 6.6kV
BREC1 | BRECHIN 132KV |  | 2017-03-31 | 2958465 | BREC1 |  | Y | 2017-03-31 | RDB_APP | 2017-03-31 | RDB_APP | 2017-03-31 | 2958465 | TO - Scottish Hydro Electric Transmission Ltd | BRECHIN | 132kV
BRED1 | BREDBURY 132KV |  | 2017-03-31 | 2958465 |  |  | Y | 2017-03-31 | RDB_APP | 2017-03-31 | RDB_APP | 2017-03-31 | 2958465 | TO - National Grid Electricity Transmission | BREDBURY | 132kV
BRED2 | BREDBURY 275KV |  | 2017-03-31 | 2958465 |  |  | Y | 2017-03-31 | RDB_APP | 2017-03-31 | RDB_APP | 2017-03-31 | 2958465 | TO - National Grid Electricity Transmission | BREDBURY | 275kV
BREL1 | BREDBURY LOCOS 132KV |  | 2017-03-31 | 2958465 |  |  | Y | 2017-03-31 | RDB_APP | 2017-03-31 | RDB_APP | 2017-03-31 | 2958465 | DNO - WPD East Midlands | BREDBURY LOCOS | 132kV
BREL3 | BREDBURY LOCOS 33KV |  | 2017-03-31 | 2958465 |  |  | Y | 2017-03-31 | RDB_APP | 2017-03-31 | RDB_APP | 2017-03-31 | 2958465 | DNO - WPD East Midlands | BREDBURY LOCOS | 33kV
BREN1 | BRIDGEND 132KV |  | 2017-03-31 | 2958465 |  |  | Y | 2017-03-31 | RDB_APP | 2017-03-31 | RDB_APP | 2017-03-31 | 2958465 | DNO - WPD South Wales | BRIDGEND | 132kV
BREN3 | BRIDGEND 33KV |  | 2017-03-31 | 2958465 |  |  | Y | 2017-03-31 | RDB_APP | 2017-03-31 | RDB_APP | 2017-03-31 | 2958465 | DNO - WPD South Wales | BRIDGEND | 33kV
BRFO1 | BRAMFORD 132KV |  | 2017-03-31 | 2958465 |  |  | Y | 2017-03-31 | RDB_APP | 2017-03-31 | RDB_APP | 2017-03-31 | 2958465 | TO - National Grid Electricity Transmission | BRAMFORD | 132kV
BRFO4 | BRAMFORD 400KV |  | 2017-03-31 | 2958465 |  |  | Y | 2017-03-31 | RDB_APP | 2017-03-31 | RDB_APP | 2017-03-31 | 2958465 | TO - National Grid Electricity Transmission | BRAMFORD | 400kV
BRGG1 | BRIGG (SUPERCEDED) 132KV |  | 2017-03-31 | 2958465 |  |  | Y | 2017-03-31 | RDB_APP | 2017-03-31 | RDB_APP | 2017-03-31 | 2958465 | DNO - NPG Yorkshire (Northen Power Grid) | BRIGG (SUPERCEDED) | 132kV
BRGG5 | BRIGG (SUPERCEDED) 11KV |  | 2017-03-31 | 2958465 |  |  | Y | 2017-03-31 | RDB_APP | 2017-03-31 | RDB_APP | 2017-03-31 | 2958465 | Unknown | BRIGG (SUPERCEDED) | 11kV
BRGG8 | BRIGG (SUPERCEDED) 6.6KV |  | 2017-03-31 | 2958465 |  |  | Y | 2017-03-31 | RDB_APP | 2017-03-31 | RDB_APP | 2017-03-31 | 2958465 | DNO - NPG Yorkshire (Northen Power Grid) | BRIGG (SUPERCEDED) | 6.6kV
BRGN4 | BRELSTON GREEN 400KV |  | 2017-03-31 | 2958465 |  |  | Y | 2017-03-31 | RDB_APP | 2017-03-31 | RDB_APP | 2017-03-31 | 2958465 | TO - National Grid Electricity Transmission | BRELSTON GREEN | 400kV
BRGP1 | BR GRAHAME PARK 132KV |  | 2017-03-31 | 2958465 |  |  | Y | 2017-03-31 | RDB_APP | 2017-03-31 | RDB_APP | 2017-03-31 | 2958465 | DNO - UK Power Networks Eastern | BR GRAHAME PARK | 132kV
BRGP7 | BR GRAHAME PARK 25KV |  | 2017-03-31 | 2958465 |  |  | Y | 2017-03-31 | RDB_APP | 2017-03-31 | RDB_APP | 2017-03-31 | 2958465 | DNO - UK Power Networks Eastern | BR GRAHAME PARK | 22kV
BRHY1 | BR HYTHE 132KV |  | 2017-03-31 | 2958465 |  |  | Y | 2017-03-31 | RDB_APP | 2017-03-31 | RDB_APP | 2017-03-31 | 2958465 | DNO - UK Power Networks Eastern | BR HYTHE 25KV | 132kV
BRHY7 | BR HYTHE 25KV |  | 2017-03-31 | 2958465 |  |  | Y | 2017-03-31 | RDB_APP | 2017-03-31 | RDB_APP | 2017-03-31 | 2958465 | DNO - UK Power Networks Eastern | BR HYTHE 25KV | 22kV
BRID1 | BRIDGE OF DUN 132KV |  | 2017-03-31 | 2958465 | BREC1 |  | Y | 2017-03-31 | RDB_APP | 2017-03-31 | RDB_APP | 2017-03-31 | 2958465 | TO - Scottish Hydro Electric Transmission Ltd | BRIDGE OF DUN | 132kV
BRID3 | BRIDGE OF DUN 33KV |  | 2017-03-31 | 2958465 | BRID1 |  | Y | 2017-03-31 | RDB_APP | 2017-03-31 | RDB_APP | 2017-03-31 | 2958465 | DNO - Scottish & Southern Energy DNO Scotland | BRIDGE OF DUN | 33kV
BRIF1 | BRITON FERRY 132KV |  | 2017-03-31 | 2958465 |  |  | Y | 2017-03-31 | RDB_APP | 2017-03-31 | RDB_APP | 2017-03-31 | 2958465 | DNO - WPD South Wales | BRITON FERRY | 132kV
BRIF1B | BRITON FERRY 132KV |  | 2017-03-31 | 2958465 |  |  | Y | 2017-03-31 | RDB_APP | 2017-03-31 | RDB_APP | 2017-03-31 | 2958465 | DNO - WPD South Wales | BRITON FERRY | 132kV
BRIF3 | BRITON FERRY 33KV |  | 2017-03-31 | 2958465 |  |  | Y | 2017-03-31 | RDB_APP | 2017-03-31 | RDB_APP | 2017-03-31 | 2958465 | DNO - WPD South Wales | BRITON FERRY | 33kV
BRIL5 | BRIDGES LANE 11KV |  | 2017-03-31 | 2958465 |  |  | Y | 2017-03-31 | RDB_APP | 2017-03-31 | RDB_APP | 2017-03-31 | 2958465 | DNO - UK Power Networks South East | BRIDGES LANE | 11kV
BRIM1 | BRIMSDOWN 132KV |  | 2017-03-31 | 2958465 |  |  | Y | 2017-03-31 | RDB_APP | 2017-03-31 | RDB_APP | 2017-03-31 | 2958465 | TO - National Grid Electricity Transmission | BRIMSDOWN | 132kV
BRIM2 | BRIMSDOWN 275KV |  | 2017-03-31 | 2958465 |  |  | Y | 2017-03-31 | RDB_APP | 2017-03-31 | RDB_APP | 2017-03-31 | 2958465 | TO - National Grid Electricity Transmission | BRIMSDOWN | 275kV
BRIM3 | BRIMSDOWN 33KV |  | 2017-03-31 | 2958465 |  |  | Y | 2017-03-31 | RDB_APP | 2017-03-31 | RDB_APP | 2017-03-31 | 2958465 | DNO - UK Power Networks Eastern | BRIMSDOWN | 33kV
BRIM8 | BRIMSDOWN 6.6KV |  | 2017-03-31 | 2958465 |  |  | Y | 2017-03-31 | RDB_APP | 2017-03-31 | RDB_APP | 2017-03-31 | 2958465 | TO - National Grid Electricity Transmission | BRIMSDOWN | 6.6kV
BRIN2 | BRINSWORTH 275KV |  | 2017-03-31 | 2958465 |  |  | Y | 2017-03-31 | RDB_APP | 2017-03-31 | RDB_APP | 2017-03-31 | 2958465 | TO - National Grid Electricity Transmission | BRINSWORTH | 275kV
BRIN4 | BRINSWORTH 400KV |  | 2017-03-31 | 2958465 |  |  | Y | 2017-03-31 | RDB_APP | 2017-03-31 | RDB_APP | 2017-03-31 | 2958465 | TO - National Grid Electricity Transmission | BRINSWORTH | 400kV
BRIR5 | BRIDGE ROAD 11KV |  | 2017-03-31 | 2958465 |  |  | Y | 2017-03-31 | RDB_APP | 2017-03-31 | RDB_APP | 2017-03-31 | 2958465 | DNO - SSE Southern | BRIDGE ROAD | 11kV
BRIR6 | BRIDGE ROAD 66KV |  | 2017-03-31 | 2958465 |  |  | Y | 2017-03-31 | RDB_APP | 2017-03-31 | RDB_APP | 2017-03-31 | 2958465 | DNO - SSE Southern | BRIDGE ROAD | 66kV
BRKL1 | BRACKLEY 132KV |  | 2017-03-31 | 2958465 |  |  | Y | 2017-03-31 | RDB_APP | 2017-03-31 | RDB_APP | 2017-03-31 | 2958465 | DNO - WPD West Midlands | BRACKLEY | 132kV
BRKL3 | BRACKLEY 33KV |  | 2017-03-31 | 2958465 |  |  | Y | 2017-03-31 | RDB_APP | 2017-03-31 | RDB_APP | 2017-03-31 | 2958465 | DNO - WPD West Midlands | BRACKLEY | 33kV
BRKN1 | BRACKNELL 132KV |  | 2017-03-31 | 2958465 |  |  | Y | 2017-03-31 | RDB_APP | 2017-03-31 | RDB_APP | 2017-03-31 | 2958465 | DNO - SSE Southern | BRACKNELL | 132kV
BRKN3 | BRACKNELL 33KV |  | 2017-03-31 | 2958465 |  |  | Y | 2017-03-31 | RDB_APP | 2017-03-31 | RDB_APP | 2017-03-31 | 2958465 | DNO - SSE Southern | BRACKNELL | 33kV
BRLE1 | BRAMLEY 132KV |  | 2017-03-31 | 2958465 |  |  | Y | 2017-03-31 | RDB_APP | 2017-03-31 | RDB_APP | 2017-03-31 | 2958465 | TO - National Grid Electricity Transmission | BRAMLEY | 132kV
BRLE4 | BRAMLEY 400KV |  | 2017-03-31 | 2958465 |  |  | Y | 2017-03-31 | RDB_APP | 2017-03-31 | RDB_APP | 2017-03-31 | 2958465 | TO - National Grid Electricity Transmission | BRAMLEY | 400kV
BRNE1 | BR NENE 132KV |  | 2017-03-31 | 2958465 |  |  | Y | 2017-03-31 | RDB_APP | 2017-03-31 | RDB_APP | 2017-03-31 | 2958465 | DNO - UK Power Networks Eastern | BR NENE 25KV | 132kV
BRNE7 | BR NENE 25KV |  | 2017-03-31 | 2958465 |  |  | Y | 2017-03-31 | RDB_APP | 2017-03-31 | RDB_APP | 2017-03-31 | 2958465 | DNO - UK Power Networks Eastern | BR NENE 25KV | 22kV
BRNF4 | BRINE FIELD 400KV |  | 2017-03-31 | 2958465 |  |  | Y | 2017-03-31 | RDB_APP | 2017-03-31 | RDB_APP | 2017-03-31 | 2958465 | TO - National Grid Electricity Transmission | BRINE FIELD | 400kV
BROA1 | BROADFORD 132KV |  | 2017-03-31 | 2958465 | BROA1 |  | Y | 2017-03-31 | RDB_APP | 2017-03-31 | RDB_APP | 2017-03-31 | 2958465 | TO - Scottish Hydro Electric Transmission Ltd | BROADFORD | 132kV
BROA3 | BROADFORD 33KV |  | 2017-03-31 | 2958465 | BROA- |  | Y | 2017-03-31 | RDB_APP | 2017-03-31 | RDB_APP | 2017-03-31 | 2958465 | DNO - Scottish & Southern Energy DNO Scotland | BROADFORD | 33kV
BROD6 | BRODSWORTH 66KV |  | 2017-03-31 | 2958465 |  |  | Y | 2017-03-31 | RDB_APP | 2017-03-31 | RDB_APP | 2017-03-31 | 2958465 | DNO - NPG Yorkshire (Northen Power Grid) | BRODSWORTH | 66kV
BROM1 | BROMLEY 132KV |  | 2017-03-31 | 2958465 |  |  | Y | 2017-03-31 | RDB_APP | 2017-03-31 | RDB_APP | 2017-03-31 | 2958465 | DNO - UK Power Networks Central | BROMLEY | 132kV
BROM3 | BROMLEY 33KV |  | 2017-03-31 | 2958465 |  |  | Y | 2017-03-31 | RDB_APP | 2017-03-31 | RDB_APP | 2017-03-31 | 2958465 | DNO - UK Power Networks Central | BROMLEY | 33kV
BROM5 | BROMLEY 11KV |  | 2017-03-31 | 2958465 |  |  | Y | 2017-03-31 | RDB_APP | 2017-03-31 | RDB_APP | 2017-03-31 | 2958465 | DNO - UK Power Networks Central | BROMLEY | 11kV
BROP1 | BROOKMANS PARK 132KV |  | 2017-03-31 | 2958465 |  |  | Y | 2017-03-31 | RDB_APP | 2017-03-31 | RDB_APP | 2017-03-31 | 2958465 | DNO - UK Power Networks Eastern | BROOKMANS PARK | 132kV
BROR1 | BRORA 132KV |  | 2017-03-31 | 2958465 | BROR1 |  | Y | 2017-03-31 | RDB_APP | 2017-03-31 | RDB_APP | 2017-03-31 | 2958465 | TO - Scottish Hydro Electric Transmission Ltd | BRORA | 132kV
BROR1A | BRORA 132KV |  | 2017-03-31 | 2958465 | BROR1 |  | Y | 2017-03-31 | RDB_APP | 2017-03-31 | RDB_APP | 2017-03-31 | 2958465 | TO - Scottish Hydro Electric Transmission Ltd | BRORA | 132kV
BROR3 | BRORA 33KV |  | 2017-03-31 | 2958465 | BROR1 |  | Y | 2017-03-31 | RDB_APP | 2017-03-31 | RDB_APP | 2017-03-31 | 2958465 | DNO - Scottish & Southern Energy DNO Scotland | BRORA | 33kV
BROU1 | BROUGHTON 132KV |  | 2017-03-31 | 2958465 |  |  | Y | 2017-03-31 | RDB_APP | 2017-03-31 | RDB_APP | 2017-03-31 | 2958465 | DNO - NPG Yorkshire (Northen Power Grid) | BROUGHTON | 132kV
BROU3 | BROUGHTON 33KV |  | 2017-03-31 | 2958465 |  |  | Y | 2017-03-31 | RDB_APP | 2017-03-31 | RDB_APP | 2017-03-31 | 2958465 | DNO - NPG Yorkshire (Northen Power Grid) | BROUGHTON | 33kV
BROX1 | BROXBURN 132KV |  | 2017-03-31 | 2958465 |  |  | Y | 2017-03-31 | RDB_APP | 2017-03-31 | RDB_APP | 2017-03-31 | 2958465 | TO - Scottish Power Transmission Ltd | BROXBURN | 132kV
BROX3 | BROXBURN 33KV |  | 2017-03-31 | 2958465 | BROX1 |  | Y | 2017-03-31 | RDB_APP | 2017-03-31 | RDB_APP | 2017-03-31 | 2958465 | TO - Scottish Power Transmission Ltd | BROXBURN | 33kV
BRSO1 | BREDBURY-STH MANCHESTER CABLE ROUTE 132KV |  | 2017-03-31 | 2958465 |  |  | Y | 2017-03-31 | RDB_APP | 2017-03-31 | RDB_APP | 2017-03-31 | 2958465 | DNO - UK Power Networks Eastern | BREDBURY-STH MANCHESTER CABLE ROUTE | 132kV
BRSO5 | BREDBURY-STH MANCHESTER CABLE ROUTE 11KV |  | 2017-03-31 | 2958465 |  |  | Y | 2017-03-31 | RDB_APP | 2017-03-31 | RDB_APP | 2017-03-31 | 2958465 | DNO - UK Power Networks Eastern | BREDBURY-STH MANCHESTER CABLE ROUTE | 11kV
BRST1 | BURSTALL 132KV |  | 2017-03-31 | 2958465 |  |  | Y | 2017-03-31 | RDB_APP | 2017-03-31 | RDB_APP | 2017-03-31 | 2958465 | DNO - UK Power Networks Eastern | BURSTALL | 132kV
BRTL1 | BRIGHTON LOCAL 132KV |  | 2017-03-31 | 2958465 |  |  | Y | 2017-03-31 | RDB_APP | 2017-03-31 | RDB_APP | 2017-03-31 | 2958465 | DNO - UK Power Networks South East | BRIGHTON LOCAL | 132kV
BRTL3 | BRIGHTON LOCAL 33KV |  | 2017-03-31 | 2958465 |  |  | Y | 2017-03-31 | RDB_APP | 2017-03-31 | RDB_APP | 2017-03-31 | 2958465 | DNO - UK Power Networks South East | BRIGHTON LOCAL | 33kV
BRUW1 | BRUNSWICK WHARF 132KV |  | 2017-03-31 | 2958465 |  |  | Y | 2017-03-31 | RDB_APP | 2017-03-31 | RDB_APP | 2017-03-31 | 2958465 | DNO - UK Power Networks Central | BRUNSWICK WHARF | 132kV
BRWA1 | BRIDGEWATER 132KV |  | 2017-03-31 | 2958465 |  |  | Y | 2017-03-31 | RDB_APP | 2017-03-31 | RDB_APP | 2017-03-31 | 2958465 | DNO - WPD South West | BRIDGEWATER | 132kV
BRWA2 | BRIDGEWATER 275KV |  | 2017-03-31 | 2958465 |  |  | Y | 2017-03-31 | RDB_APP | 2017-03-31 | RDB_APP | 2017-03-31 | 2958465 | TO - National Grid Electricity Transmission | BRIDGEWATER | 275kV
BRWA3 | BRIDGEWATER 33KV |  | 2017-03-31 | 2958465 |  |  | Y | 2017-03-31 | RDB_APP | 2017-03-31 | RDB_APP | 2017-03-31 | 2958465 | DNO - WPD South West | BRIDGEWATER | 33kV
BRWE1 | BRADWELL 132KV |  | 2017-03-31 | 2958465 |  |  | Y | 2017-03-31 | RDB_APP | 2017-03-31 | RDB_APP | 2017-03-31 | 2958465 | DNO - UK Power Networks Eastern | BRADWELL | 132kV
BRWE4 | BRADWELL 400KV |  | 2017-03-31 | 2958465 |  |  | Y | 2017-03-31 | RDB_APP | 2017-03-31 | RDB_APP | 2017-03-31 | 2958465 | TO - National Grid Electricity Transmission | BRADWELL | 400kV
BRWE8 | BRADWELL 6.6KV |  | 2017-03-31 | 2958465 |  |  | Y | 2017-03-31 | RDB_APP | 2017-03-31 | RDB_APP | 2017-03-31 | 2958465 | TO - National Grid Electricity Transmission | BRADWELL | 6.6kV
BRXT4 | BRANXTON 400KV |  | 2017-03-31 | 2958465 |  |  | Y | 2017-03-31 | RDB_APP | 2017-03-31 | RDB_APP | 2017-03-31 | 2958465 | TO - Scottish Hydro Electric Transmission Ltd | BRANXTON | 400kV
BRYM1 | BRYMBO 132KV |  | 2017-03-31 | 2958465 |  |  | Y | 2017-03-31 | RDB_APP | 2017-03-31 | RDB_APP | 2017-03-31 | 2958465 | DNO - SP MANWEB(Scottish Power) | BRYMBO | 132kV
BRYM3 | BRYMBO 33KV |  | 2017-03-31 | 2958465 |  |  | Y | 2017-03-31 | RDB_APP | 2017-03-31 | RDB_APP | 2017-03-31 | 2958465 | DNO - SP MANWEB(Scottish Power) | BRYMBO | 33kV
BSQU6 | BENTON SQUARE 66KV |  | 2017-03-31 | 2958465 |  |  | Y | 2017-03-31 | RDB_APP | 2017-03-31 | RDB_APP | 2017-03-31 | 2958465 | DNO - NPG North East (Northen Power Grid) | BENTON SQUARE | 66kV
BTUI3 | BEINN AN TUIRC WIND 1 33KV |  | 2017-03-31 | 2958465 | BTUI3 |  | Y | 2017-03-31 | RDB_APP | 2017-03-31 | RDB_APP | 2017-03-31 | 2958465 | PS - SSE Generation Limited | BEINN AN TUIRC WIND 1 | 33kV
BUCK1 | BUCKHURST HILL 132KV |  | 2017-03-31 | 2958465 |  |  | Y | 2017-03-31 | RDB_APP | 2017-03-31 | RDB_APP | 2017-03-31 | 2958465 | DNO - UK Power Networks Central | BUCKHURST HILL | 132kV
BUCK3 | BUCKHURST HILL 33KV |  | 2017-03-31 | 2958465 |  |  | Y | 2017-03-31 | RDB_APP | 2017-03-31 | RDB_APP | 2017-03-31 | 2958465 | DNO - UK Power Networks Central | BUCKHURST HILL | 33kV
BUED1 | BURY ST.EDMUNDS 132KV |  | 2017-03-31 | 2958465 |  |  | Y | 2017-03-31 | RDB_APP | 2017-03-31 | RDB_APP | 2017-03-31 | 2958465 | DNO - UK Power Networks Eastern | BURY ST.EDMUNDS | 132kV
BUED3 | BURY ST.EDMUNDS 33KV |  | 2017-03-31 | 2958465 |  |  | Y | 2017-03-31 | RDB_APP | 2017-03-31 | RDB_APP | 2017-03-31 | 2958465 | DNO - UK Power Networks Eastern | BURY ST.EDMUNDS | 33kV
BULL4 | BULLS LODGE 400kV |  | 2017-07-19 |  |  |  | Y | 2017-07-19 | derek.young | 2017-07-19 | feng.ding | 2017-07-19 |  | TO - National Grid Electricity Transmission | BULLS LODGE | 400kV
BULL7 | BULLS LODGE 22kV |  | 2017-07-19 |  |  | 31253 Bulls Lodge Network Rail Connection | Y | 2017-07-19 | derek.young | 2017-07-19 | feng.ding | 2017-07-19 |  | TO - National Grid Electricity Transmission | BULLS LODGE | 22kV
BULS5 | BULWER STREET 11KV |  | 2017-03-31 | 2958465 |  |  | Y | 2017-03-31 | RDB_APP | 2017-03-31 | RDB_APP | 2017-03-31 | 2958465 | DNO - UK Power Networks Central | BULWER STREET | 11kV
BULS6 | BULWER STREET 66KV |  | 2017-03-31 | 2958465 |  |  | Y | 2017-03-31 | RDB_APP | 2017-03-31 | RDB_APP | 2017-03-31 | 2958465 | DNO - UK Power Networks Central | BULWER STREET | 66kV
BUMU1 | BURGHMUIR 132KV |  | 2017-03-31 | 2958465 | BUMU1 |  | Y | 2017-03-31 | RDB_APP | 2017-03-31 | RDB_APP | 2017-03-31 | 2958465 | TO - Scottish Hydro Electric Transmission Ltd | BURGHMUIR | 132kV
BUMU3 | BURGHMUIR 33KV |  | 2017-03-31 | 2958465 | BUMU- |  | Y | 2017-03-31 | RDB_APP | 2017-03-31 | RDB_APP | 2017-03-31 | 2958465 | DNO - Scottish & Southern Energy DNO Scotland | BURGHMUIR | 33kV
BURB1 | BURBO BANK OFFSHORE WIND FARM 132KV |  | 2017-03-31 | 2958465 |  |  | Y | 2017-03-31 | RDB_APP | 2017-03-31 | RDB_APP | 2017-03-31 | 2958465 | PS - Dong Energy | BURBO BANK OFFSHORE WIND FARM | 132kV
BURB3 | BURBO BANK OFFSHORE WIND FARM 33KV |  | 2017-03-31 | 2958465 |  |  | Y | 2017-03-31 | RDB_APP | 2017-03-31 | RDB_APP | 2017-03-31 | 2958465 | PS - Dong Energy | BURBO BANK OFFSHORE WIND FARM | 33kV
BURG1 | BURGHFIELD 132KV |  | 2017-03-31 | 2958465 |  |  | Y | 2017-03-31 | RDB_APP | 2017-03-31 | RDB_APP | 2017-03-31 | 2958465 | DNO - SSE Southern | BURGHFIELD | 132kV
BURG3 | BURGHFIELD 33KV |  | 2017-03-31 | 2958465 |  |  | Y | 2017-03-31 | RDB_APP | 2017-03-31 | RDB_APP | 2017-03-31 | 2958465 | DNO - SSE Southern | BURGHFIELD | 33kV
BURH1 | BURHAM 132KV |  | 2017-03-31 | 2958465 |  |  | Y | 2017-03-31 | RDB_APP | 2017-03-31 | RDB_APP | 2017-03-31 | 2958465 | DNO - UK Power Networks South East | BURHAM | 132kV
BURH3 | BURHAM 33KV |  | 2017-03-31 | 2958465 |  |  | Y | 2017-03-31 | RDB_APP | 2017-03-31 | RDB_APP | 2017-03-31 | 2958465 | DNO - UK Power Networks South East | BURHAM | 33kV
BURL1 | BURLINGTON STREET 132KV |  | 2017-03-31 | 2958465 |  |  | Y | 2017-03-31 | RDB_APP | 2017-03-31 | RDB_APP | 2017-03-31 | 2958465 | DNO - SP MANWEB(Scottish Power) | BURLINGTON STREET | 132kV
BURL3 | BURLINGTON STREET 33KV |  | 2017-03-31 | 2958465 |  |  | Y | 2017-03-31 | RDB_APP | 2017-03-31 | RDB_APP | 2017-03-31 | 2958465 | DNO - SP MANWEB(Scottish Power) | BURLINGTON STREET | 33kV
BURN1 | BURNLEY 132KV |  | 2017-03-31 | 2958465 |  |  | Y | 2017-03-31 | RDB_APP | 2017-03-31 | RDB_APP | 2017-03-31 | 2958465 | DNO - ENW (Electric North-West) | BURNLEY | 132kV
BURN3 | BURNLEY 33KV |  | 2017-03-31 | 2958465 |  |  | Y | 2017-03-31 | RDB_APP | 2017-03-31 | RDB_APP | 2017-03-31 | 2958465 | DNO - ENW (Electric North-West) | BURNLEY | 33kV
BURS1 | BURSLEM 132KV |  | 2017-03-31 | 2958465 |  |  | Y | 2017-03-31 | RDB_APP | 2017-03-31 | RDB_APP | 2017-03-31 | 2958465 | DNO - WPD West Midlands | BURSLEM | 132kV
BURS3 | BURSLEM 33KV |  | 2017-03-31 | 2958465 |  |  | Y | 2017-03-31 | RDB_APP | 2017-03-31 | RDB_APP | 2017-03-31 | 2958465 | DNO - WPD West Midlands | BURSLEM | 33kV
BURS5 | BURSLEM 11KV |  | 2017-03-31 | 2958465 |  |  | Y | 2017-03-31 | RDB_APP | 2017-03-31 | RDB_APP | 2017-03-31 | 2958465 | DNO - WPD West Midlands | BURSLEM | 11kV
BURT1 | BURTON 132KV |  | 2017-03-31 | 2958465 |  |  | Y | 2017-03-31 | RDB_APP | 2017-03-31 | RDB_APP | 2017-03-31 | 2958465 | DNO - WPD East Midlands | BURTON | 132kV
BURT3 | BURTON 33KV |  | 2017-03-31 | 2958465 |  |  | Y | 2017-03-31 | RDB_APP | 2017-03-31 | RDB_APP | 2017-03-31 | 2958465 | DNO - WPD East Midlands | BURTON | 33kV
BURT5 | BURTON 11KV |  | 2017-03-31 | 2958465 |  |  | Y | 2017-03-31 | RDB_APP | 2017-03-31 | RDB_APP | 2017-03-31 | 2958465 | DNO - WPD East Midlands | BURTON | 11kV
BURW1 | BURWELL MAIN 132KV |  | 2017-03-31 | 2958465 |  |  | Y | 2017-03-31 | RDB_APP | 2017-03-31 | RDB_APP | 2017-03-31 | 2958465 | TO - National Grid Electricity Transmission | BURWELL MAIN | 132kV
BURW3 | BURWELL MAIN 33KV |  | 2017-03-31 | 2958465 |  |  | Y | 2017-03-31 | RDB_APP | 2017-03-31 | RDB_APP | 2017-03-31 | 2958465 | DNO - UK Power Networks Eastern | BURWELL MAIN | 33kV
BURW4 | BURWELL MAIN 400KV |  | 2017-03-31 | 2958465 |  |  | Y | 2017-03-31 | RDB_APP | 2017-03-31 | RDB_APP | 2017-03-31 | 2958465 | TO - National Grid Electricity Transmission | BURWELL MAIN | 400kV
BUSB2 | BUSBY 275KV |  | 2017-03-31 | 2958465 |  |  | Y | 2017-03-31 | RDB_APP | 2017-03-31 | RDB_APP | 2017-03-31 | 2958465 | TO - Scottish Power Transmission Ltd | BUSBY | 275kV
BUSH1 | BUSHBURY 132KV |  | 2017-03-31 | 2958465 |  |  | Y | 2017-03-31 | RDB_APP | 2017-03-31 | RDB_APP | 2017-03-31 | 2958465 | TO - National Grid Electricity Transmission | BUSHBURY | 132kV
BUSH2 | BUSHBURY 275KV |  | 2017-03-31 | 2958465 |  |  | Y | 2017-03-31 | RDB_APP | 2017-03-31 | RDB_APP | 2017-03-31 | 2958465 | TO - National Grid Electricity Transmission | BUSHBURY | 275kV
BUSH3 | BUSHBURY 33KV |  | 2017-03-31 | 2958465 |  |  | Y | 2017-03-31 | RDB_APP | 2017-03-31 | RDB_APP | 2017-03-31 | 2958465 | TO - National Grid Electricity Transmission | BUSHBURY | 33kV
BUSH5 | BUSHBURY 11KV |  | 2017-03-31 | 2958465 |  |  | Y | 2017-03-31 | RDB_APP | 2017-03-31 | RDB_APP | 2017-03-31 | 2958465 | TO - National Grid Electricity Transmission | BUSHBURY | 11kV
BUSH7 | BUSHBURY 22KV |  | 2017-03-31 | 2958465 |  |  | Y | 2017-03-31 | RDB_APP | 2017-03-31 | RDB_APP | 2017-03-31 | 2958465 | TO - National Grid Electricity Transmission | BUSHBURY | 22kV
BUSH8 | BUSHBURY 6.6KV |  | 2017-03-31 | 2958465 |  |  | Y | 2017-03-31 | RDB_APP | 2017-03-31 | RDB_APP | 2017-03-31 | 2958465 | Unknown | BUSHBURY | 6.6kV
BUSM1 | BUSHEY MILL 132KV |  | 2017-03-31 | 2958465 |  |  | Y | 2017-03-31 | RDB_APP | 2017-03-31 | RDB_APP | 2017-03-31 | 2958465 | DNO - UK Power Networks Eastern | BUSHEY MILL | 132kV
BUSM1A | BUSHEY MILL 132KV |  | 2017-03-31 | 2958465 |  |  | Y | 2017-03-31 | RDB_APP | 2017-03-31 | RDB_APP | 2017-03-31 | 2958465 | DNO - UK Power Networks Eastern | BUSHEY MILL | 132kV
BUSM1B | BUSHEY MILL 132KV |  | 2017-03-31 | 2958465 |  |  | Y | 2017-03-31 | RDB_APP | 2017-03-31 | RDB_APP | 2017-03-31 | 2958465 | DNO - UK Power Networks Eastern | BUSHEY MILL | 132kV
BUSM3 | BUSHEY MILL 33KV |  | 2017-03-31 | 2958465 |  |  | Y | 2017-03-31 | RDB_APP | 2017-03-31 | RDB_APP | 2017-03-31 | 2958465 | DNO - UK Power Networks Eastern | BUSHEY MILL | 33kV
BUSM5 | BUSHEY MILL 11KV |  | 2017-03-31 | 2958465 |  |  | Y | 2017-03-31 | RDB_APP | 2017-03-31 | RDB_APP | 2017-03-31 | 2958465 | DNO - UK Power Networks Eastern | BUSHEY MILL | 11kV
BUST1 | BUSTLEHOLME 132KV |  | 2017-03-31 | 2958465 |  |  | Y | 2017-03-31 | RDB_APP | 2017-03-31 | RDB_APP | 2017-03-31 | 2958465 | TO - National Grid Electricity Transmission | BUSTLEHOLME | 132kV
BUST2 | BUSTLEHOLME 275KV |  | 2017-03-31 | 2958465 |  |  | Y | 2017-03-31 | RDB_APP | 2017-03-31 | RDB_APP | 2017-03-31 | 2958465 | TO - National Grid Electricity Transmission | BUSTLEHOLME | 275kV
BUST4 | BUSTLEHOLME 400KV |  | 2017-03-31 | 2958465 |  |  | Y | 2017-03-31 | RDB_APP | 2017-03-31 | RDB_APP | 2017-03-31 | 2958465 | TO - National Grid Electricity Transmission | BUSTLEHOLME | 400kV
BUST5 | BUSTLEHOLME 11KV |  | 2017-03-31 | 2958465 |  |  | Y | 2017-03-31 | RDB_APP | 2017-03-31 | RDB_APP | 2017-03-31 | 2958465 | TO - National Grid Electricity Transmission | BUSTLEHOLME | 11kV
BUST8 | BUSTLEHOLME 6.6KV |  | 2017-03-31 | 2958465 |  |  | Y | 2017-03-31 | RDB_APP | 2017-03-31 | RDB_APP | 2017-03-31 | 2958465 | Unknown | BUSTLEHOLME | 6.6kV
BUSY3R | BUSHEY 33KV |  | 2017-03-31 | 2958465 |  |  | Y | 2017-03-31 | RDB_APP | 2017-03-31 | RDB_APP | 2017-03-31 | 2958465 | Unknown | BUSHEY | 33kV
BUTS1 | BURTON SOUTH (EME SUBSTATION) 132KV |  | 2017-03-31 | 2958465 |  |  | Y | 2017-03-31 | RDB_APP | 2017-03-31 | RDB_APP | 2017-03-31 | 2958465 | DNO - WPD East Midlands | BURTON SOUTH (EME SUBSTATION) | 132kV
BUTS3 | BURTON SOUTH (EME SUBSTATION) 33KV |  | 2017-03-31 | 2958465 |  |  | Y | 2017-03-31 | RDB_APP | 2017-03-31 | RDB_APP | 2017-03-31 | 2958465 | DNO - WPD East Midlands | BURTON SOUTH (EME SUBSTATION) | 33kV
BUWH3 | BURN OF WHILK WIND FARM 33KV |  | 2017-03-31 | 2958465 |  |  | Y | 2017-03-31 | RDB_APP | 2017-03-31 | RDB_APP | 2017-03-31 | 2958465 | PS - SSE Generation Limited | BURN OF WHILK WIND FARM | 33kV
BUWH8 | BURN OF WHILK WIND FARM 6.6KV |  | 2017-03-31 | 2958465 | BUWH3 |  | Y | 2017-03-31 | RDB_APP | 2017-03-31 | RDB_APP | 2017-03-31 | 2958465 | PS - SSE Generation Limited | BURN OF WHILK WIND FARM | 6.6kV
BWOD1 | BURNTWOOD 132KV |  | 2017-03-31 | 2958465 |  |  | Y | 2017-03-31 | RDB_APP | 2017-03-31 | RDB_APP | 2017-03-31 | 2958465 | DNO - WPD West Midlands | BURNTWOOD | 132kV
BWOD5 | BURNTWOOD 11KV |  | 2017-03-31 | 2958465 |  |  | Y | 2017-03-31 | RDB_APP | 2017-03-31 | RDB_APP | 2017-03-31 | 2958465 | DNO - WPD West Midlands | BURNTWOOD | 11kV
BYFL1 | BYFLEET 132KV |  | 2017-03-31 | 2958465 |  |  | Y | 2017-03-31 | RDB_APP | 2017-03-31 | RDB_APP | 2017-03-31 | 2958465 | DNO - UK Power Networks South East | BYFLEET | 132kV
BYFL3 | BYFLEET 33KV |  | 2017-03-31 | 2958465 |  |  | Y | 2017-03-31 | RDB_APP | 2017-03-31 | RDB_APP | 2017-03-31 | 2958465 | DNO - UK Power Networks South East | BYFLEET | 33kV
BYFL5 | BYFLEET 11KV |  | 2017-03-31 | 2958465 |  |  | Y | 2017-03-31 | RDB_APP | 2017-03-31 | RDB_APP | 2017-03-31 | 2958465 | DNO - UK Power Networks South East | BYFLEET | 11kV
CAAD1 | CARRADALE 132KV |  | 2017-03-31 | 2958465 |  |  | Y | 2017-03-31 | RDB_APP | 2017-03-31 | RDB_APP | 2017-03-31 | 2958465 | TO - Scottish Hydro Electric Transmission Ltd | CARRADALE | 132kV
CAAD3 | CARRADALE 33KV |  | 2017-03-31 | 2958465 | CAAD1 |  | Y | 2017-03-31 | RDB_APP | 2017-03-31 | RDB_APP | 2017-03-31 | 2958465 | DNO - Scottish & Southern Energy DNO Scotland | CARRADALE | 33kV
CADS1 | CARDIFF SOUTH 132KV |  | 2017-03-31 | 2958465 |  |  | Y | 2017-03-31 | RDB_APP | 2017-03-31 | RDB_APP | 2017-03-31 | 2958465 | DNO - WPD South Wales | CARDIFF SOUTH | 132kV
CADS5 | CARDIFF SOUTH 11KV |  | 2017-03-31 | 2958465 |  |  | Y | 2017-03-31 | RDB_APP | 2017-03-31 | RDB_APP | 2017-03-31 | 2958465 | DNO - WPD South Wales | CARDIFF SOUTH | 11kV
CAER1 | CAERGEILIOG 132KV |  | 2017-03-31 | 2958465 |  |  | Y | 2017-03-31 | RDB_APP | 2017-03-31 | RDB_APP | 2017-03-31 | 2958465 | DNO - SP MANWEB(Scottish Power) | CAERGEILIOG | 132kV
CAER3 | CAERGEILIOG 33KV |  | 2017-03-31 | 2958465 |  |  | Y | 2017-03-31 | RDB_APP | 2017-03-31 | RDB_APP | 2017-03-31 | 2958465 | DNO - SP MANWEB(Scottish Power) | CAERGEILIOG | 33kV
CAFA1 | CARSFAD 132KV |  | 2017-03-31 | 2958465 |  |  | Y | 2017-03-31 | RDB_APP | 2017-03-31 | RDB_APP | 2017-03-31 | 2958465 | TO - Scottish Power Transmission Ltd | CARSFAD | 132kV
CAFA5 | CARSFAD 11KV |  | 2017-03-31 | 2958465 | CAFA1 |  | Y | 2017-03-31 | RDB_APP | 2017-03-31 | RDB_APP | 2017-03-31 | 2958465 | TO - Scottish Power Transmission Ltd | CARSFAD | 11kV
CAIF2 | CAIRNFORD 275KV |  | 2017-03-31 | 2958465 |  |  | Y | 2017-03-31 | RDB_APP | 2017-03-31 | RDB_APP | 2017-03-31 | 2958465 | TO - Scottish Hydro Electric Transmission Ltd | CAIRNFORD 275/33KV | 275kV
CAIF3 | CAIRNFORD 33KV |  | 2017-03-31 | 2958465 | CAIF2 |  | Y | 2017-03-31 | RDB_APP | 2017-03-31 | RDB_APP | 2017-03-31 | 2958465 | DNO - Scottish & Southern Energy DNO Scotland | CAIRNFORD 275/33KV | 33kV
CAIN2 | CAPENHURST-INCE CABL 275KV |  | 2017-03-31 | 2958465 | BLHI2 |  | Y | 2017-03-31 | RDB_APP | 2017-03-31 | RDB_APP | 2017-03-31 | 2958465 | TO - National Grid Electricity Transmission | CAPENHURST-INCE CABL | 275kV
CAIN3 | CAPENHURST-INCE CABL 33KV |  | 2017-03-31 | 2958465 | CAIN2 |  | Y | 2017-03-31 | RDB_APP | 2017-03-31 | RDB_APP | 2017-03-31 | 2958465 | TO - National Grid Electricity Transmission | CAPENHURST-INCE CABL | 33kV
CAIR3 | CAIRN UISH (WIND) 33KV |  | 2017-03-31 | 2958465 | CAIR3 |  | Y | 2017-03-31 | RDB_APP | 2017-03-31 | RDB_APP | 2017-03-31 | 2958465 | PS - SSE Generation Limited | CAIRN UISH (WIND) | 33kV
CAIR8 | CAIRN UISH (WIND) 6.6KV |  | 2017-03-31 | 2958465 | CAIR3 |  | Y | 2017-03-31 | RDB_APP | 2017-03-31 | RDB_APP | 2017-03-31 | 2958465 | PS - SSE Generation Limited | CAIRN UISH (WIND) | 6.6kV
CAKW2 | CARN KITTY 275KV |  | 2017-03-31 | 2958465 |  |  | Y | 2017-03-31 | RDB_APP | 2017-03-31 | RDB_APP | 2017-03-31 | 2958465 | TO - Scottish Hydro Electric Transmission Ltd | CARN KITTY | 275kV
CALD1 | CALDER 132KV |  | 2017-03-31 | 2958465 |  |  | Y | 2017-03-31 | RDB_APP | 2017-03-31 | RDB_APP | 2017-03-31 | 2958465 | Unknown | CALDER | 132kV
CALN1 | CARLISLE NORTH 132KV |  | 2017-03-31 | 2958465 |  |  | Y | 2017-03-31 | RDB_APP | 2017-03-31 | RDB_APP | 2017-03-31 | 2958465 | DNO - ENW (Electric North-West) | CARLISLE NORTH | 132kV
CALN5 | CARLISLE NORTH 11KV |  | 2017-03-31 | 2958465 |  |  | Y | 2017-03-31 | RDB_APP | 2017-03-31 | RDB_APP | 2017-03-31 | 2958465 | DNO - ENW (Electric North-West) | CARLISLE NORTH | 11kV
CALW2 | CALLIACHAR WIND 275KV |  | 2017-03-31 | 2958465 |  |  | Y | 2017-03-31 | RDB_APP | 2017-03-31 | RDB_APP | 2017-03-31 | 2958465 | PS - SSE Generation Limited | CALLIACHAR WIND | 275kV
CAMA1 | CAMBRIDGE ARMS 132KV |  | 2017-03-31 | 2958465 |  |  | Y | 2017-03-31 | RDB_APP | 2017-03-31 | RDB_APP | 2017-03-31 | 2958465 | DNO - WPD West Midlands | CAMBRIDGE ARMS | 132kV
CAMB1 | CAMBERLEY 132KV |  | 2017-03-31 | 2958465 |  |  | Y | 2017-03-31 | RDB_APP | 2017-03-31 | RDB_APP | 2017-03-31 | 2958465 | DNO - SSE Southern | CAMBERLEY | 132kV
CAMB3 | CAMBERLEY 33KV |  | 2017-03-31 | 2958465 |  |  | Y | 2017-03-31 | RDB_APP | 2017-03-31 | RDB_APP | 2017-03-31 | 2958465 | DNO - SSE Southern | CAMBERLEY | 33kV
CAML6 | CAMBLESFORTH 66KV |  | 2017-03-31 | 2958465 |  |  | Y | 2017-03-31 | RDB_APP | 2017-03-31 | RDB_APP | 2017-03-31 | 2958465 | TO - National Grid Electricity Transmission | CAMBLESFORTH | 66kV
CAMW3 | CAMSTER WINDFARM 33KV |  | 2017-03-31 | 2958465 | CAMW3 |  | Y | 2017-03-31 | RDB_APP | 2017-03-31 | RDB_APP | 2017-03-31 | 2958465 | PS - SSE Generation Limited | CAMSTER WINDFARM | 33kV
CAMW8 | CAMSTER WINDFARM 6.6KV |  | 2017-03-31 | 2958465 | CAMW- |  | Y | 2017-03-31 | RDB_APP | 2017-03-31 | RDB_APP | 2017-03-31 | 2958465 | PS - SSE Generation Limited | CAMSTER WINDFARM | 6.6kV
CANA1 | CAERNARVON 132KV |  | 2017-03-31 | 2958465 |  |  | Y | 2017-03-31 | RDB_APP | 2017-03-31 | RDB_APP | 2017-03-31 | 2958465 | DNO - SP MANWEB(Scottish Power) | CAERNARVON | 132kV
CANA3 | CAERNARVON 33KV |  | 2017-03-31 | 2958465 |  |  | Y | 2017-03-31 | RDB_APP | 2017-03-31 | RDB_APP | 2017-03-31 | 2958465 | DNO - SP MANWEB(Scottish Power) | CAERNARVON | 33kV
CANB5 | CANAL BANK (FEED FROM WILLSDEN 66KV) 11KV |  | 2017-03-31 | 2958465 |  |  | Y | 2017-03-31 | RDB_APP | 2017-03-31 | RDB_APP | 2017-03-31 | 2958465 | DNO - SSE Southern | CANAL BANK (FEED FROM WILLSDEN 66KV) | 11kV
CANB6 | CANAL BANK (FEED FROM WILLSDEN 66KV) 66KV |  | 2017-03-31 | 2958465 |  |  | Y | 2017-03-31 | RDB_APP | 2017-03-31 | RDB_APP | 2017-03-31 | 2958465 | DNO - SSE Southern | CANAL BANK (FEED FROM WILLSDEN 66KV) | 66kV
CANN1 | CANNOCK 132KV |  | 2017-03-31 | 2958465 |  |  | Y | 2017-03-31 | RDB_APP | 2017-03-31 | RDB_APP | 2017-03-31 | 2958465 | DNO - WPD West Midlands | CANNOCK | 132kV
CANN5 | CANNOCK 11KV |  | 2017-03-31 | 2958465 |  |  | Y | 2017-03-31 | RDB_APP | 2017-03-31 | RDB_APP | 2017-03-31 | 2958465 | DNO - WPD West Midlands | CANNOCK | 11kV
CANO1 | CARNO 132KV |  | 2017-03-31 | 2958465 |  |  | Y | 2017-03-31 | RDB_APP | 2017-03-31 | RDB_APP | 2017-03-31 | 2958465 | DNO - SP MANWEB(Scottish Power) | CARNO | 132kV
CANO3 | CARNO 33KV |  | 2017-03-31 | 2958465 |  |  | Y | 2017-03-31 | RDB_APP | 2017-03-31 | RDB_APP | 2017-03-31 | 2958465 | DNO - SP MANWEB(Scottish Power) | CARNO | 33kV
CANT1 | CANTERBURY 132KV |  | 2017-03-31 | 2958465 |  |  | Y | 2017-03-31 | RDB_APP | 2017-03-31 | RDB_APP | 2017-03-31 | 2958465 | TO - National Grid Electricity Transmission | CANTERBURY | 132kV
CANT3 | CANTERBURY 33KV |  | 2017-03-31 | 2958465 |  |  | Y | 2017-03-31 | RDB_APP | 2017-03-31 | RDB_APP | 2017-03-31 | 2958465 | DNO - UK Power Networks South East | CANTERBURY | 33kV
CANT4 | CANTERBURY 400KV |  | 2017-03-31 | 2958465 |  |  | Y | 2017-03-31 | RDB_APP | 2017-03-31 | RDB_APP | 2017-03-31 | 2958465 | TO - National Grid Electricity Transmission | CANTERBURY | 400kV
CAOR1 | CAMBOURNE 132KV |  | 2017-03-31 | 2958465 |  |  | Y | 2017-03-31 | RDB_APP | 2017-03-31 | RDB_APP | 2017-03-31 | 2958465 | DNO - WPD South West | CAMBOURNE | 132kV
CAOR3 | CAMBOURNE 33KV |  | 2017-03-31 | 2958465 |  |  | Y | 2017-03-31 | RDB_APP | 2017-03-31 | RDB_APP | 2017-03-31 | 2958465 | DNO - WPD South West | CAMBOURNE | 33kV
CAPE1 | CAPENHURST 132KV |  | 2017-03-31 | 2958465 |  |  | Y | 2017-03-31 | RDB_APP | 2017-03-31 | RDB_APP | 2017-03-31 | 2958465 | TO - National Grid Electricity Transmission | CAPENHURST | 132kV
CAPE1A | CAPENHURST 132KV |  | 2017-03-31 | 2958465 |  |  | Y | 2017-03-31 | RDB_APP | 2017-03-31 | RDB_APP | 2017-03-31 | 2958465 | DNO - SP MANWEB(Scottish Power) | CAPENHURST | 132kV
CAPE1D | CAPENHURST 132KV |  | 2017-03-31 | 2958465 |  |  | Y | 2017-03-31 | RDB_APP | 2017-03-31 | RDB_APP | 2017-03-31 | 2958465 | DNO - SP MANWEB(Scottish Power) | CAPENHURST | 132kV
CAPE2 | CAPENHURST 275KV |  | 2017-03-31 | 2958465 |  |  | Y | 2017-03-31 | RDB_APP | 2017-03-31 | RDB_APP | 2017-03-31 | 2958465 | TO - National Grid Electricity Transmission | CAPENHURST | 275kV
CAPE4 | CAPENHURST 400KV |  | 2017-03-31 | 2958465 |  |  | Y | 2017-03-31 | RDB_APP | 2017-03-31 | RDB_APP | 2017-03-31 | 2958465 | TO - National Grid Electricity Transmission | CAPENHURST | 400kV
CAPE5 | CAPENHURST 11KV |  | 2017-03-31 | 2958465 |  |  | Y | 2017-03-31 | RDB_APP | 2017-03-31 | RDB_APP | 2017-03-31 | 2958465 | DNO - SP MANWEB(Scottish Power) | CAPENHURST | 11kV
CAPE5D | CAPENHURST 11KV |  | 2017-03-31 | 2958465 |  |  | Y | 2017-03-31 | RDB_APP | 2017-03-31 | RDB_APP | 2017-03-31 | 2958465 | DNO - SP MANWEB(Scottish Power) | CAPENHURST | 11kV
CARC1 | CARDIFF CENTRAL 132KV |  | 2017-03-31 | 2958465 |  |  | Y | 2017-03-31 | RDB_APP | 2017-03-31 | RDB_APP | 2017-03-31 | 2958465 | DNO - WPD South Wales | CARDIFF CENTRAL | 132kV
CARC3 | CARDIFF CENTRAL 33KV |  | 2017-03-31 | 2958465 |  |  | Y | 2017-03-31 | RDB_APP | 2017-03-31 | RDB_APP | 2017-03-31 | 2958465 | DNO - WPD South Wales | CARDIFF CENTRAL | 33kV
CARC5 | CARDIFF CENTRAL 11KV |  | 2017-03-31 | 2958465 |  |  | Y | 2017-03-31 | RDB_APP | 2017-03-31 | RDB_APP | 2017-03-31 | 2958465 | DNO - WPD South Wales | CARDIFF CENTRAL | 11kV
CARD5 | CAERAU ROAD 11KV |  | 2017-03-31 | 2958465 |  |  | Y | 2017-03-31 | RDB_APP | 2017-03-31 | RDB_APP | 2017-03-31 | 2958465 | DNO - WPD South Wales | CAERAU ROAD | 11kV
CARD6 | CAERAU ROAD 66KV |  | 2017-03-31 | 2958465 |  |  | Y | 2017-03-31 | RDB_APP | 2017-03-31 | RDB_APP | 2017-03-31 | 2958465 | DNO - WPD South Wales | CAERAU ROAD | 66kV
CARE1 | CARDIFF EAST 132KV |  | 2017-03-31 | 2958465 |  |  | Y | 2017-03-31 | RDB_APP | 2017-03-31 | RDB_APP | 2017-03-31 | 2958465 | TO - National Grid Electricity Transmission | CARDIFF EAST | 132kV
CARE2 | CARDIFF EAST 275KV |  | 2017-03-31 | 2958465 |  |  | Y | 2017-03-31 | RDB_APP | 2017-03-31 | RDB_APP | 2017-03-31 | 2958465 | TO - National Grid Electricity Transmission | CARDIFF EAST | 275kV
CARE3 | CARDIFF EAST 33KV |  | 2017-03-31 | 2958465 |  |  | Y | 2017-03-31 | RDB_APP | 2017-03-31 | RDB_APP | 2017-03-31 | 2958465 | DNO - WPD South Wales | CARDIFF EAST | 33kV
CARE5 | CARDIFF EAST 11KV |  | 2017-03-31 | 2958465 |  |  | Y | 2017-03-31 | RDB_APP | 2017-03-31 | RDB_APP | 2017-03-31 | 2958465 | DNO - WPD South Wales | CARDIFF EAST | 11kV
CARG8 | CARRAIG GHEAL WIND FARM 6.6KV |  | 2017-03-31 | 2958465 |  |  | Y | 2017-03-31 | RDB_APP | 2017-03-31 | RDB_APP | 2017-03-31 | 2958465 | PS - SSE Generation Limited | CARRAIG GHEAL WIND FARM | 6.6kV
CARL1 | CARLISLE 132KV |  | 2017-03-31 | 2958465 |  |  | Y | 2017-03-31 | RDB_APP | 2017-03-31 | RDB_APP | 2017-03-31 | 2958465 | DNO - ENW (Electric North-West) | CARLISLE | 132kV
CARL3 | CARLISLE 33KV |  | 2017-03-31 | 2958465 |  |  | Y | 2017-03-31 | RDB_APP | 2017-03-31 | RDB_APP | 2017-03-31 | 2958465 | DNO - ENW (Electric North-West) | CARLISLE | 33kV
CARM1 | CARMARTHEN 132KV |  | 2017-03-31 | 2958465 |  |  | Y | 2017-03-31 | RDB_APP | 2017-03-31 | RDB_APP | 2017-03-31 | 2958465 | DNO - WPD South Wales | CARMARTHEN | 132kV
CARM3 | CARMARTHEN 33KV |  | 2017-03-31 | 2958465 |  |  | Y | 2017-03-31 | RDB_APP | 2017-03-31 | RDB_APP | 2017-03-31 | 2958465 | DNO - WPD South Wales | CARMARTHEN | 33kV
CARN1 | CARDIFF NORTH 132KV |  | 2017-03-31 | 2958465 |  |  | Y | 2017-03-31 | RDB_APP | 2017-03-31 | RDB_APP | 2017-03-31 | 2958465 | DNO - WPD South Wales | CARDIFF NORTH | 132kV
CARN3 | CARDIFF NORTH 33KV |  | 2017-03-31 | 2958465 |  |  | Y | 2017-03-31 | RDB_APP | 2017-03-31 | RDB_APP | 2017-03-31 | 2958465 | DNO - WPD South Wales | CARDIFF NORTH | 33kV
CARO1 | CARSLAKE ROAD 132KV |  | 2017-03-31 | 2958465 |  |  | Y | 2017-03-31 | RDB_APP | 2017-03-31 | RDB_APP | 2017-03-31 | 2958465 | TO - National Grid Electricity Transmission | CARSLAKE ROAD | 132kV
CARP1 | CARPENTERS ROAD HEADHOUSE 132KV |  | 2017-03-31 | 2958465 |  |  | Y | 2017-03-31 | RDB_APP | 2017-03-31 | RDB_APP | 2017-03-31 | 2958465 | Unknown | CARPENTERS ROAD HEADHOUSE | 132kV
CARR1 | CARRINGTON 132KV |  | 2017-03-31 | 2958465 |  |  | Y | 2017-03-31 | RDB_APP | 2017-03-31 | RDB_APP | 2017-03-31 | 2958465 | TO - National Grid Electricity Transmission | CARRINGTON | 132kV
CARR2 | CARRINGTON 275KV |  | 2017-03-31 | 2958465 |  |  | Y | 2017-03-31 | RDB_APP | 2017-03-31 | RDB_APP | 2017-03-31 | 2958465 | TO - National Grid Electricity Transmission | CARRINGTON | 275kV
CARR3 | CARRINGTON 33KV |  | 2017-03-31 | 2958465 |  |  | Y | 2017-03-31 | RDB_APP | 2017-03-31 | RDB_APP | 2017-03-31 | 2958465 | DNO - ENW (Electric North-West) | CARRINGTON | 33kV
CARR4 | CARRINGTON 400KV |  | 2017-03-31 | 2958465 |  |  | Y | 2017-03-31 | RDB_APP | 2017-03-31 | RDB_APP | 2017-03-31 | 2958465 | TO - National Grid Electricity Transmission | CARRINGTON | 400kV
CARS1 | CARNABY STREET 132KV |  | 2017-03-31 | 2958465 |  |  | Y | 2017-03-31 | RDB_APP | 2017-03-31 | RDB_APP | 2017-03-31 | 2958465 | Unknown | CARNABY STREET | 132kV
CARW1 | CARDIFF WEST 132KV |  | 2017-03-31 | 2958465 |  |  | Y | 2017-03-31 | RDB_APP | 2017-03-31 | RDB_APP | 2017-03-31 | 2958465 | DNO - WPD South Wales | CARDIFF WEST | 132kV
CARW1T | CARDIFF WEST 132KV |  | 2017-03-31 | 2958465 |  |  | Y | 2017-03-31 | RDB_APP | 2017-03-31 | RDB_APP | 2017-03-31 | 2958465 | DNO - WPD South Wales | CARDIFF WEST | 132kV
CARW3 | CARDIFF WEST 33KV |  | 2017-03-31 | 2958465 |  |  | Y | 2017-03-31 | RDB_APP | 2017-03-31 | RDB_APP | 2017-03-31 | 2958465 | DNO - WPD South Wales | CARDIFF WEST | 33kV
CASB1 | CASTLE BROMWICH 132KV |  | 2017-03-31 | 2958465 |  |  | Y | 2017-03-31 | RDB_APP | 2017-03-31 | RDB_APP | 2017-03-31 | 2958465 | DNO - WPD West Midlands | CASTLE BROMWICH | 132kV
CASB5 | CASTLE BROMWICH 11KV |  | 2017-03-31 | 2958465 |  |  | Y | 2017-03-31 | RDB_APP | 2017-03-31 | RDB_APP | 2017-03-31 | 2958465 | DNO - WPD West Midlands | CASTLE BROMWICH | 11kV
CASB7 | CASTLE BROMWICH 22KV |  | 2017-03-31 | 2958465 |  |  | Y | 2017-03-31 | RDB_APP | 2017-03-31 | RDB_APP | 2017-03-31 | 2958465 | DNO - WPD West Midlands | CASTLE BROMWICH | 22kV
CASC3 | CASTLE CEMENT 33KV |  | 2017-03-31 | 2958465 |  |  | Y | 2017-03-31 | RDB_APP | 2017-03-31 | RDB_APP | 2017-03-31 | 2958465 | DNO - SP MANWEB(Scottish Power) | CASTLE CEMENT | 33kV
CASD1 | CASTLE DONNINGTON 132KV |  | 2017-03-31 | 2958465 |  |  | Y | 2017-03-31 | RDB_APP | 2017-03-31 | RDB_APP | 2017-03-31 | 2958465 | TO - National Grid Electricity Transmission | CASTLE DONNINGTON | 132kV
CASD2 | CASTLE DONNINGTON 275KV |  | 2017-03-31 | 2958465 |  |  | Y | 2017-03-31 | RDB_APP | 2017-03-31 | RDB_APP | 2017-03-31 | 2958465 | TO - National Grid Electricity Transmission | CASTLE DONNINGTON | 275kV
CASH3 | CASHLIE 33KV |  | 2017-03-31 | 2958465 |  |  | Y | 2017-03-31 | RDB_APP | 2017-03-31 | RDB_APP | 2017-03-31 | 2958465 | DNO - Scottish & Southern Energy DNO Scotland | CASHLIE | 33kV
CASH5 | CASHLIE 11KV |  | 2017-03-31 | 2958465 | CASH3 |  | Y | 2017-03-31 | RDB_APP | 2017-03-31 | RDB_APP | 2017-03-31 | 2958465 | DNO - Scottish & Southern Energy DNO Scotland | CASHLIE | 11kV
CASK1 | ICI CASTNER-KELLNER 132KV |  | 2017-03-31 | 2958465 |  |  | Y | 2017-03-31 | RDB_APP | 2017-03-31 | RDB_APP | 2017-03-31 | 2958465 | TO - National Grid Electricity Transmission | ICI CASTNER-KELLNER | 132kV
CASK3 | ICI CASTNER-KELLNER 33KV |  | 2017-03-31 | 2958465 |  |  | Y | 2017-03-31 | RDB_APP | 2017-03-31 | RDB_APP | 2017-03-31 | 2958465 | DNO - SP MANWEB(Scottish Power) | ICI CASTNER-KELLNER | 33kV
CASM1 | CASTLE MEADS 132KV |  | 2017-03-31 | 2958465 |  |  | Y | 2017-03-31 | RDB_APP | 2017-03-31 | RDB_APP | 2017-03-31 | 2958465 | DNO - WPD West Midlands | CASTLE MEADS | 132kV
CASM3 | CASTLE MEADS 33KV |  | 2017-03-31 | 2958465 |  |  | Y | 2017-03-31 | RDB_APP | 2017-03-31 | RDB_APP | 2017-03-31 | 2958465 | DNO - WPD West Midlands | CASTLE MEADS | 33kV
CASS1 | CASSLEY 132KV |  | 2017-03-31 | 2958465 |  |  | Y | 2017-03-31 | RDB_APP | 2017-03-31 | RDB_APP | 2017-03-31 | 2958465 | TO - Scottish Hydro Electric Transmission Ltd | CASSLEY | 132kV
CASS3 | CASSLEY 33KV |  | 2017-03-31 | 2958465 | CASS1 |  | Y | 2017-03-31 | RDB_APP | 2017-03-31 | RDB_APP | 2017-03-31 | 2958465 | DNO - Scottish & Southern Energy DNO Scotland | CASSLEY | 33kV
CASS5 | CASSLEY 11KV |  | 2017-03-31 | 2958465 | CASS3 |  | Y | 2017-03-31 | RDB_APP | 2017-03-31 | RDB_APP | 2017-03-31 | 2958465 | DNO - Scottish & Southern Energy DNO Scotland | CASSLEY | 11kV
CASS8 | CASSLEY 6.6KV |  | 2017-03-31 | 2958465 | CASS5 |  | Y | 2017-03-31 | RDB_APP | 2017-03-31 | RDB_APP | 2017-03-31 | 2958465 | DNO - Scottish & Southern Energy DNO Scotland | CASSLEY | 6.6kV
CAST3 | CASTLEFORD PS 33KV |  | 2017-03-31 | 2958465 |  |  | Y | 2017-03-31 | RDB_APP | 2017-03-31 | RDB_APP | 2017-03-31 | 2958465 | PS - E.ON UK plc | CASTLEFORD PS | 33kV
CATH1 | CATHCART - SCOTTISH POWER 132KV |  | 2017-03-31 | 2958465 |  |  | Y | 2017-03-31 | RDB_APP | 2017-03-31 | RDB_APP | 2017-03-31 | 2958465 | DNO - UK Power Networks Eastern | CATHCART - SCOTTISH POWER | 132kV
CATO1 | CASTLETON 132KV |  | 2017-03-31 | 2958465 |  |  | Y | 2017-03-31 | RDB_APP | 2017-03-31 | RDB_APP | 2017-03-31 | 2958465 | DNO - ENW (Electric North-West) | CASTLETON | 132kV
CATO3 | CASTLETON 33KV |  | 2017-03-31 | 2958465 |  |  | Y | 2017-03-31 | RDB_APP | 2017-03-31 | RDB_APP | 2017-03-31 | 2958465 | DNO - ENW (Electric North-West) | CASTLETON | 33kV
CATT1 | CATTERALL 132KV |  | 2017-03-31 | 2958465 |  |  | Y | 2017-03-31 | RDB_APP | 2017-03-31 | RDB_APP | 2017-03-31 | 2958465 | DNO - ENW (Electric North-West) | CATTERALL | 132kV
CATY1 | CARNTYNE 132KV |  | 2017-03-31 | 2958465 |  |  | Y | 2017-03-31 | RDB_APP | 2017-03-31 | RDB_APP | 2017-03-31 | 2958465 | TO - Scottish Power Transmission Ltd | CARNTYNE | 132kV
CATY2 | CARNTYNE 275KV |  | 2017-03-31 | 2958465 |  |  | Y | 2017-03-31 | RDB_APP | 2017-03-31 | RDB_APP | 2017-03-31 | 2958465 | TO - Scottish Power Transmission Ltd | CARNTYNE | 275kV
CATY3 | CARNTYNE 33KV |  | 2017-03-31 | 2958465 |  |  | Y | 2017-03-31 | RDB_APP | 2017-03-31 | RDB_APP | 2017-03-31 | 2958465 | TO - Scottish Power Transmission Ltd | CARNTYNE | 33kV
CATY7 | CARNTYNE 25KV |  | 2017-03-31 | 2958465 |  |  | Y | 2017-03-31 | RDB_APP | 2017-03-31 | RDB_APP | 2017-03-31 | 2958465 | TO - Scottish Power Transmission Ltd | CARNTYNE | 22kV
CAUS3 | CAUSEYMIRE WIND 33KV |  | 2017-03-31 | 2958465 | CAUS3 |  | Y | 2017-03-31 | RDB_APP | 2017-03-31 | RDB_APP | 2017-03-31 | 2958465 | PS - SSE Generation Limited | CAUSEYMIRE WIND | 33kV
CAUS8 | CAUSEYMIRE WIND 6.6KV |  | 2017-03-31 | 2958465 | CAUS3 |  | Y | 2017-03-31 | RDB_APP | 2017-03-31 | RDB_APP | 2017-03-31 | 2958465 | PS - SSE Generation Limited | CAUSEYMIRE WIND | 6.6kV
CAWW3 | CALDER WATER WIND FARM CONNECTED TO EAST KILBRIDE SOUTH 33KV |  | 2017-03-31 | 2958465 |  |  | Y | 2017-03-31 | RDB_APP | 2017-03-31 | RDB_APP | 2017-03-31 | 2958465 | PS - SCOTTISH POWER RENWABLES | CALDER WATER WIND FARM CONNECTED TO EAST KILBRIDE SOUTH 33KV | 33kV
CDCL8 | COTTAM DEVELOPMENT CENTRE 6.6KV |  | 2017-03-31 | 2958465 |  |  | Y | 2017-03-31 | RDB_APP | 2017-03-31 | RDB_APP | 2017-03-31 | 2958465 | TO - National Grid Electricity Transmission | COTTAM DEVELOPMENT CENTRE | 6.6kV
CEAN1 | CEANNACROC 132KV |  | 2017-03-31 | 2958465 |  |  | Y | 2017-03-31 | RDB_APP | 2017-03-31 | RDB_APP | 2017-03-31 | 2958465 | TO - Scottish Hydro Electric Transmission Ltd | CEANNACROC | 132kV
CEAN3 | CEANNACROC 33KV |  | 2017-03-31 | 2958465 |  |  | Y | 2017-03-31 | RDB_APP | 2017-03-31 | RDB_APP | 2017-03-31 | 2958465 | DNO - Scottish & Southern Energy DNO Scotland | CEANNACROC | 33kV
CEAN5 | CEANNACROC 11KV |  | 2017-03-31 | 2958465 | CEAN1 |  | Y | 2017-03-31 | RDB_APP | 2017-03-31 | RDB_APP | 2017-03-31 | 2958465 | DNO - Scottish & Southern Energy DNO Scotland | CEANNACROC | 11kV
CEFC1 | CEFN CROES 132KV |  | 2017-03-31 | 2958465 |  |  | Y | 2017-03-31 | RDB_APP | 2017-03-31 | RDB_APP | 2017-03-31 | 2958465 | DNO - SP MANWEB(Scottish Power) | CEFN CROES | 132kV
CEFC3 | CEFN CROES 33KV |  | 2017-03-31 | 2958465 |  |  | Y | 2017-03-31 | RDB_APP | 2017-03-31 | RDB_APP | 2017-03-31 | 2958465 | DNO - SP MANWEB(Scottish Power) | CEFN CROES | 33kV
CEFN1 | CEFNGWRGAN 132KV |  | 2017-03-31 | 2958465 |  |  | Y | 2017-03-31 | RDB_APP | 2017-03-31 | RDB_APP | 2017-03-31 | 2958465 | DNO - WPD South Wales | CEFNGWRGAN | 132kV
CEFN6 | CEFNGWRGAN 66KV |  | 2017-03-31 | 2958465 |  |  | Y | 2017-03-31 | RDB_APP | 2017-03-31 | RDB_APP | 2017-03-31 | 2958465 | DNO - WPD South Wales | CEFNGWRGAN | 66kV
CELB1 | CELLBARNES 132KV |  | 2017-03-31 | 2958465 |  |  | Y | 2017-03-31 | RDB_APP | 2017-03-31 | RDB_APP | 2017-03-31 | 2958465 | DNO - UK Power Networks Eastern | CELLBARNES | 132kV
CELB3 | CELLBARNES 33KV |  | 2017-03-31 | 2958465 |  |  | Y | 2017-03-31 | RDB_APP | 2017-03-31 | RDB_APP | 2017-03-31 | 2958465 | DNO - UK Power Networks Eastern | CELLBARNES | 33kV
CELL1 | CELLARHEAD 132KV |  | 2017-03-31 | 2958465 |  |  | Y | 2017-03-31 | RDB_APP | 2017-03-31 | RDB_APP | 2017-03-31 | 2958465 | TO - National Grid Electricity Transmission | CELLARHEAD | 132kV
CELL4 | CELLARHEAD 400KV |  | 2017-03-31 | 2958465 |  |  | Y | 2017-03-31 | RDB_APP | 2017-03-31 | RDB_APP | 2017-03-31 | 2958465 | TO - National Grid Electricity Transmission | CELLARHEAD | 400kV
CELL8 | CELLARHEAD 6.6KV |  | 2017-03-31 | 2958465 |  |  | Y | 2017-03-31 | RDB_APP | 2017-03-31 | RDB_APP | 2017-03-31 | 2958465 | TO - National Grid Electricity Transmission | CELLARHEAD | 6.6kV
CEMM3 | CEMMAES WIND FARM 33KV |  | 2017-03-31 | 2958465 |  |  | Y | 2017-03-31 | RDB_APP | 2017-03-31 | RDB_APP | 2017-03-31 | 2958465 | PS - SCOTTISH POWER RENWABLES | CEMMAES WIND FARM | 33kV
CHAL1 | CHALVEY 132KV |  | 2017-03-31 | 2958465 |  |  | Y | 2017-03-31 | RDB_APP | 2017-03-31 | RDB_APP | 2017-03-31 | 2958465 | DNO - SSE Southern | CHALVEY | 132kV
CHAL3 | CHALVEY 33KV |  | 2017-03-31 | 2958465 |  |  | Y | 2017-03-31 | RDB_APP | 2017-03-31 | RDB_APP | 2017-03-31 | 2958465 | DNO - SSE Southern | CHALVEY | 33kV
CHAP1 | CHAPELCROSS 132KV |  | 2017-03-31 | 2958465 | CHAP1 |  | Y | 2017-03-31 | RDB_APP | 2017-03-31 | RDB_APP | 2017-03-31 | 2958465 | TO - Scottish Power Transmission Ltd | CHAPELCROSS | 132kV
CHAP3 | CHAPELCROSS 33KV |  | 2017-03-31 | 2958465 | CHAP1 |  | Y | 2017-03-31 | RDB_APP | 2017-03-31 | RDB_APP | 2017-03-31 | 2958465 | DNO - Scottish Power DNO Scotland | CHAPELCROSS | 33kV
CHAP5 | CHAPELCROSS 11KV |  | 2017-03-31 | 2958465 |  |  | Y | 2017-03-31 | RDB_APP | 2017-03-31 | RDB_APP | 2017-03-31 | 2958465 | Unknown | CHAPELCROSS | 11kV
CHAP8 | CHAPELCROSS 6.6KV |  | 2017-03-31 | 2958465 | CHAP0 |  | Y | 2017-03-31 | RDB_APP | 2017-03-31 | RDB_APP | 2017-03-31 | 2958465 | Unknown | CHAPELCROSS | 6.6kV
CHAR1 | CHARLESTON 132KV |  | 2017-03-31 | 2958465 | ABNE1 |  | Y | 2017-03-31 | RDB_APP | 2017-03-31 | RDB_APP | 2017-03-31 | 2958465 | TO - Scottish Hydro Electric Transmission Ltd | CHARLESTON | 132kV
CHAR3 | CHARLESTON 33KV |  | 2017-03-31 | 2958465 | CHAR1 |  | Y | 2017-03-31 | RDB_APP | 2017-03-31 | RDB_APP | 2017-03-31 | 2958465 | DNO - Scottish & Southern Energy DNO Scotland | CHARLESTON | 33kV
CHAS2 | CHARLOTTE STREET 275KV |  | 2017-03-31 | 2958465 |  |  | Y | 2017-03-31 | RDB_APP | 2017-03-31 | RDB_APP | 2017-03-31 | 2958465 | TO - Scottish Power Transmission Ltd | CHARLOTTE STREET | 275kV
CHAS3 | CHARLOTTE STREET 33KV |  | 2017-03-31 | 2958465 | CHAS2 |  | Y | 2017-03-31 | RDB_APP | 2017-03-31 | RDB_APP | 2017-03-31 | 2958465 | TO - Scottish Power Transmission Ltd | CHARLOTTE STREET | 33kV
CHAT1 | CHASE TERRACE 132KV |  | 2017-03-31 | 2958465 |  |  | Y | 2017-03-31 | RDB_APP | 2017-03-31 | RDB_APP | 2017-03-31 | 2958465 | DNO - UK Power Networks South East | CHASE TERRACE | 132kV
CHAT3 | CHASE TERRACE 33KV |  | 2017-03-31 | 2958465 |  |  | Y | 2017-03-31 | RDB_APP | 2017-03-31 | RDB_APP | 2017-03-31 | 2958465 | DNO - UK Power Networks South East | CHASE TERRACE | 33kV
CHEA1 | CHEAPSIDE 132KV |  | 2017-03-31 | 2958465 |  |  | Y | 2017-03-31 | RDB_APP | 2017-03-31 | RDB_APP | 2017-03-31 | 2958465 | DNO - WPD West Midlands | CHEAPSIDE | 132kV
CHEA5 | CHEAPSIDE 11KV |  | 2017-03-31 | 2958465 |  |  | Y | 2017-03-31 | RDB_APP | 2017-03-31 | RDB_APP | 2017-03-31 | 2958465 | DNO - WPD West Midlands | CHEAPSIDE | 11kV
CHEC1 | CHECKERHOUSE 132KV |  | 2017-03-31 | 2958465 |  |  | Y | 2017-03-31 | RDB_APP | 2017-03-31 | RDB_APP | 2017-03-31 | 2958465 | DNO - WPD East Midlands | CHECKERHOUSE | 132kV
CHEC3 | CHECKERHOUSE 33KV |  | 2017-03-31 | 2958465 |  |  | Y | 2017-03-31 | RDB_APP | 2017-03-31 | RDB_APP | 2017-03-31 | 2958465 | DNO - WPD East Midlands | CHECKERHOUSE | 33kV
CHEL1 | CHELTENHAM 132KV |  | 2017-03-31 | 2958465 |  |  | Y | 2017-03-31 | RDB_APP | 2017-03-31 | RDB_APP | 2017-03-31 | 2958465 | DNO - WPD West Midlands | CHELTENHAM | 132kV
CHEL5 | CHELTENHAM 11KV |  | 2017-03-31 | 2958465 |  |  | Y | 2017-03-31 | RDB_APP | 2017-03-31 | RDB_APP | 2017-03-31 | 2958465 | DNO - WPD West Midlands | CHELTENHAM | 11kV
CHEL6 | CHELTENHAM 66KV |  | 2017-03-31 | 2958465 |  |  | Y | 2017-03-31 | RDB_APP | 2017-03-31 | RDB_APP | 2017-03-31 | 2958465 | DNO - WPD West Midlands | CHELTENHAM | 66kV
CHES1 | CHESTER 132KV |  | 2017-03-31 | 2958465 |  |  | Y | 2017-03-31 | RDB_APP | 2017-03-31 | RDB_APP | 2017-03-31 | 2958465 | DNO - SP MANWEB(Scottish Power) | CHESTER | 132kV
CHES3 | CHESTER 33KV |  | 2017-03-31 | 2958465 |  |  | Y | 2017-03-31 | RDB_APP | 2017-03-31 | RDB_APP | 2017-03-31 | 2958465 | DNO - SP MANWEB(Scottish Power) | CHESTER | 33kV
CHEW1 | CHELMSLEY WOOD (FED FROM LEA MARSTON) WPD- WEST MIDLANDS 132KV |  | 2017-03-31 | 2958465 |  |  | Y | 2017-03-31 | RDB_APP | 2017-03-31 | RDB_APP | 2017-03-31 | 2958465 | DNO - WPD West Midlands | CHELMSLEY WOOD (FED FROM LEA MARSTON) WPD- WEST MIDLANDS | 132kV
CHEW5 | CHELMSLEY WOOD (FED FROM LEA MARSTON) WPD- WEST MIDLANDS 11KV |  | 2017-03-31 | 2958465 |  |  | Y | 2017-03-31 | RDB_APP | 2017-03-31 | RDB_APP | 2017-03-31 | 2958465 | DNO - WPD West Midlands | CHELMSLEY WOOD (FED FROM LEA MARSTON) WPD- WEST MIDLANDS | 11kV
CHEY1 | LITTLE CHEYNE, NR ROCKINGE EDF 132KV |  | 2017-03-31 | 2958465 |  |  | Y | 2017-03-31 | RDB_APP | 2017-03-31 | RDB_APP | 2017-03-31 | 2958465 | DNO - UK Power Networks South East | LITTLE CHEYNE, NR ROCKINGE EDF | 132kV
CHEY3 | LITTLE CHEYNE, NR ROCKINGE EDF 33KV |  | 2017-03-31 | 2958465 |  |  | Y | 2017-03-31 | RDB_APP | 2017-03-31 | RDB_APP | 2017-03-31 | 2958465 | DNO - UK Power Networks South East | LITTLE CHEYNE, NR ROCKINGE EDF | 33kV
CHHE1 | CHICHESTER 132KV |  | 2017-03-31 | 2958465 |  |  | Y | 2017-03-31 | RDB_APP | 2017-03-31 | RDB_APP | 2017-03-31 | 2958465 | DNO - SSE Southern | CHICHESTER | 132kV
CHHE3 | CHICHESTER 33KV |  | 2017-03-31 | 2958465 |  |  | Y | 2017-03-31 | RDB_APP | 2017-03-31 | RDB_APP | 2017-03-31 | 2958465 | DNO - SSE Southern | CHICHESTER | 33kV
CHIC1 | CHICKERELL 132KV |  | 2017-03-31 | 2958465 |  |  | Y | 2017-03-31 | RDB_APP | 2017-03-31 | RDB_APP | 2017-03-31 | 2958465 | TO - National Grid Electricity Transmission | CHICKERELL | 132kV
CHIC3 | CHICKERELL 33KV |  | 2017-03-31 | 2958465 |  |  | Y | 2017-03-31 | RDB_APP | 2017-03-31 | RDB_APP | 2017-03-31 | 2958465 | DNO - SSE Southern | CHICKERELL | 33kV
CHIC4 | CHICKERELL 400KV |  | 2017-03-31 | 2958465 |  |  | Y | 2017-03-31 | RDB_APP | 2017-03-31 | RDB_APP | 2017-03-31 | 2958465 | TO - National Grid Electricity Transmission | CHICKERELL | 400kV
CHIL4 | CHILLING 400KV |  | 2017-03-31 | 2958465 |  |  | Y | 2017-03-31 | RDB_APP | 2017-03-31 | RDB_APP | 2017-03-31 | 2958465 | TO - National Grid Electricity Transmission | CHILLING | 400kV
CHIP1 | CHIPPENHAM 132KV |  | 2017-03-31 | 2958465 |  |  | Y | 2017-03-31 | RDB_APP | 2017-03-31 | RDB_APP | 2017-03-31 | 2958465 | DNO - SSE Southern | CHIPPENHAM | 132kV
CHIP3 | CHIPPENHAM 33KV |  | 2017-03-31 | 2958465 |  |  | Y | 2017-03-31 | RDB_APP | 2017-03-31 | RDB_APP | 2017-03-31 | 2958465 | DNO - SSE Southern | CHIPPENHAM | 33kV
CHIS1 | CHIPPING SODBURY 132KV |  | 2017-03-31 | 2958465 |  |  | Y | 2017-03-31 | RDB_APP | 2017-03-31 | RDB_APP | 2017-03-31 | 2958465 | DNO - WPD West Midlands | CHIPPING SODBURY | 132kV
CHIS3 | CHIPPING SODBURY 33KV |  | 2017-03-31 | 2958465 |  |  | Y | 2017-03-31 | RDB_APP | 2017-03-31 | RDB_APP | 2017-03-31 | 2958465 | DNO - WPD West Midlands | CHIPPING SODBURY | 33kV
CHIS5 | CHIPPING SODBURY 11KV |  | 2017-03-31 | 2958465 |  |  | Y | 2017-03-31 | RDB_APP | 2017-03-31 | RDB_APP | 2017-03-31 | 2958465 | DNO - WPD West Midlands | CHIPPING SODBURY | 11kV
CHLM1 | CHELMSFORD 132KV |  | 2017-03-31 | 2958465 |  |  | Y | 2017-03-31 | RDB_APP | 2017-03-31 | RDB_APP | 2017-03-31 | 2958465 | DNO - UK Power Networks Eastern | CHELMSFORD | 132kV
CHLM3 | CHELMSFORD 33KV |  | 2017-03-31 | 2958465 |  |  | Y | 2017-03-31 | RDB_APP | 2017-03-31 | RDB_APP | 2017-03-31 | 2958465 | DNO - UK Power Networks Eastern | CHELMSFORD | 33kV
CHLV3 | CHALVEDON 33KV |  | 2017-03-31 | 2958465 |  |  | Y | 2017-03-31 | RDB_APP | 2017-03-31 | RDB_APP | 2017-03-31 | 2958465 | DNO - UK Power Networks Eastern | CHALVEDON | 33kV
CHLV3A | CHALVEDON 33KV |  | 2017-03-31 | 2958465 |  |  | Y | 2017-03-31 | RDB_APP | 2017-03-31 | RDB_APP | 2017-03-31 | 2958465 | DNO - UK Power Networks Eastern | CHALVEDON | 33kV
CHMN1 | CHELMSFORD NORTH 132KV |  | 2017-03-31 | 2958465 |  |  | Y | 2017-03-31 | RDB_APP | 2017-03-31 | RDB_APP | 2017-03-31 | 2958465 | DNO - UK Power Networks Eastern | CHELMSFORD NORTH | 132kV
CHMN5 | CHELMSFORD NORTH 11KV |  | 2017-03-31 | 2958465 |  |  | Y | 2017-03-31 | RDB_APP | 2017-03-31 | RDB_APP | 2017-03-31 | 2958465 | DNO - UK Power Networks Eastern | CHELMSFORD NORTH | 11kV
CHRI1 | CHRISTCHURCH 132KV |  | 2017-03-31 | 2958465 |  |  | Y | 2017-03-31 | RDB_APP | 2017-03-31 | RDB_APP | 2017-03-31 | 2958465 | DNO - SSE Southern | CHRISTCHURCH | 132kV
CHRI3 | CHRISTCHURCH 33KV |  | 2017-03-31 | 2958465 |  |  | Y | 2017-03-31 | RDB_APP | 2017-03-31 | RDB_APP | 2017-03-31 | 2958465 | DNO - SSE Southern | CHRISTCHURCH | 33kV
CHSF1 | CHELSFIELD 132KV |  | 2017-03-31 | 2958465 |  |  | Y | 2017-03-31 | RDB_APP | 2017-03-31 | RDB_APP | 2017-03-31 | 2958465 | DNO - UK Power Networks South East | CHELSFIELD | 132kV
CHSF3 | CHELSFIELD 33KV |  | 2017-03-31 | 2958465 |  |  | Y | 2017-03-31 | RDB_APP | 2017-03-31 | RDB_APP | 2017-03-31 | 2958465 | DNO - UK Power Networks South East | CHELSFIELD | 33kV
CHSI1 | CHESSINGTON 132KV |  | 2017-03-31 | 2958465 |  |  | Y | 2017-03-31 | RDB_APP | 2017-03-31 | RDB_APP | 2017-03-31 | 2958465 | TO - National Grid Electricity Transmission | CHESSINGTON | 132kV
CHSI2 | CHESSINGTON 275KV |  | 2017-03-31 | 2958465 |  |  | Y | 2017-03-31 | RDB_APP | 2017-03-31 | RDB_APP | 2017-03-31 | 2958465 | TO - National Grid Electricity Transmission | CHESSINGTON | 275kV
CHSI3 | CHESSINGTON 33KV |  | 2017-03-31 | 2958465 |  |  | Y | 2017-03-31 | RDB_APP | 2017-03-31 | RDB_APP | 2017-03-31 | 2958465 | DNO - UK Power Networks South East | CHESSINGTON | 33kV
CHTE1 | CHESTERFIELD 132KV |  | 2017-03-31 | 2958465 |  |  | Y | 2017-03-31 | RDB_APP | 2017-03-31 | RDB_APP | 2017-03-31 | 2958465 | TO - National Grid Electricity Transmission | CHESTERFIELD | 132kV
CHTE2 | CHESTERFIELD 275KV |  | 2017-03-31 | 2958465 |  |  | Y | 2017-03-31 | RDB_APP | 2017-03-31 | RDB_APP | 2017-03-31 | 2958465 | TO - National Grid Electricity Transmission | CHESTERFIELD | 275kV
CHTE3 | CHESTERFIELD 33KV |  | 2017-03-31 | 2958465 |  |  | Y | 2017-03-31 | RDB_APP | 2017-03-31 | RDB_APP | 2017-03-31 | 2958465 | DNO - WPD East Midlands | CHESTERFIELD | 33kV
CHTE8 | CHESTERFIELD 6.6KV |  | 2017-03-31 | 2958465 |  |  | Y | 2017-03-31 | RDB_APP | 2017-03-31 | RDB_APP | 2017-03-31 | 2958465 | Unknown | CHESTERFIELD | 6.6kV
CHTM4 | CHETNEY MARSH 400KV |  | 2017-03-31 | 2958465 |  |  | Y | 2017-03-31 | RDB_APP | 2017-03-31 | RDB_APP | 2017-03-31 | 2958465 | TO - National Grid Electricity Transmission | CHETNEY MARSH | 400kV
CHTM5 | CHETNEY MARSH 11KV |  | 2017-03-31 | 2958465 |  |  | Y | 2017-03-31 | RDB_APP | 2017-03-31 | RDB_APP | 2017-03-31 | 2958465 | Unknown | CHETNEY MARSH | 11kV
CHUE4 | CHAFFORD HUNDRED EAST(B-WTHU-T) 400KV |  | 2017-03-31 | 2958465 |  |  | Y | 2017-03-31 | RDB_APP | 2017-03-31 | RDB_APP | 2017-03-31 | 2958465 | TO - National Grid Electricity Transmission | CHAFFORD HUNDRED EAST(B-WTHU-T) | 400kV
CHUR1 | CHURCHILL 132KV |  | 2017-03-31 | 2958465 |  |  | Y | 2017-03-31 | RDB_APP | 2017-03-31 | RDB_APP | 2017-03-31 | 2958465 | DNO - WPD South West | CHURCHILL | 132kV
CHUR3 | CHURCHILL 33KV |  | 2017-03-31 | 2958465 |  |  | Y | 2017-03-31 | RDB_APP | 2017-03-31 | RDB_APP | 2017-03-31 | 2958465 | DNO - WPD South West | CHURCHILL | 33kV
CILF2 | CILFYNNYD 275KV |  | 2017-03-31 | 2958465 |  |  | Y | 2017-03-31 | RDB_APP | 2017-03-31 | RDB_APP | 2017-03-31 | 2958465 | TO - National Grid Electricity Transmission | CILFYNNYD | 275kV
CILF4 | CILFYNNYD 400KV |  | 2017-03-31 | 2958465 |  |  | Y | 2017-03-31 | RDB_APP | 2017-03-31 | RDB_APP | 2017-03-31 | 2958465 | TO - National Grid Electricity Transmission | CILFYNNYD | 400kV
CILF8 | CILFYNNYD 6.6KV |  | 2017-03-31 | 2958465 |  |  | Y | 2017-03-31 | RDB_APP | 2017-03-31 | RDB_APP | 2017-03-31 | 2958465 | Unknown | CILFYNNYD | 6.6kV
CIPP1 | CIPPENHAM 132KV |  | 2017-03-31 | 2958465 |  |  | Y | 2017-03-31 | RDB_APP | 2017-03-31 | RDB_APP | 2017-03-31 | 2958465 | DNO - SSE Southern | CIPPENHAM | 132kV
CIPP3 | CIPPENHAM 33KV |  | 2017-03-31 | 2958465 |  |  | Y | 2017-03-31 | RDB_APP | 2017-03-31 | RDB_APP | 2017-03-31 | 2958465 | DNO - SSE Southern | CIPPENHAM | 33kV
CIRE1 | CIRENCESTER 132KV |  | 2017-03-31 | 2958465 |  |  | Y | 2017-03-31 | RDB_APP | 2017-03-31 | RDB_APP | 2017-03-31 | 2958465 | DNO - SSE Southern | CIRENCESTER | 132kV
CIRE3 | CIRENCESTER 33KV |  | 2017-03-31 | 2958465 |  |  | Y | 2017-03-31 | RDB_APP | 2017-03-31 | RDB_APP | 2017-03-31 | 2958465 | DNO - SSE Southern | CIRENCESTER | 33kV
CITR1 | CITY ROAD 132KV |  | 2017-03-31 | 2958465 |  |  | Y | 2017-03-31 | RDB_APP | 2017-03-31 | RDB_APP | 2017-03-31 | 2958465 | TO - National Grid Electricity Transmission | CITY ROAD | 132kV
CITR4 | CITY ROAD 400KV |  | 2017-03-31 | 2958465 |  |  | Y | 2017-03-31 | RDB_APP | 2017-03-31 | RDB_APP | 2017-03-31 | 2958465 | TO - National Grid Electricity Transmission | CITY ROAD | 400kV
CITR8 | CITY ROAD 6.6KV |  | 2017-03-31 | 2958465 |  |  | Y | 2017-03-31 | RDB_APP | 2017-03-31 | RDB_APP | 2017-03-31 | 2958465 | TO - National Grid Electricity Transmission | CITY ROAD | 6.6kV
CITR9 | CITY ROAD 400KV |  | 2017-03-31 | 2958465 |  |  | Y | 2017-03-31 | RDB_APP | 2017-03-31 | RDB_APP | 2017-03-31 | 2958465 | TO - National Grid Electricity Transmission | CITY ROAD | 56.6kV
CLAC1 | CLACHAN 132KV |  | 2017-03-31 | 2958465 |  |  | Y | 2017-03-31 | RDB_APP | 2017-03-31 | RDB_APP | 2017-03-31 | 2958465 | TO - Scottish Hydro Electric Transmission Ltd | CLACHAN | 132kV
CLAC3 | CLACHAN 33KV |  | 2017-03-31 | 2958465 | CLAC1 |  | Y | 2017-03-31 | RDB_APP | 2017-03-31 | RDB_APP | 2017-03-31 | 2958465 | DNO - Scottish & Southern Energy DNO Scotland | CLACHAN | 33kV
CLAC5 | CLACHAN 11KV |  | 2017-03-31 | 2958465 | CLAC1 |  | Y | 2017-03-31 | RDB_APP | 2017-03-31 | RDB_APP | 2017-03-31 | 2958465 | DNO - Scottish & Southern Energy DNO Scotland | CLACHAN | 11kV
CLAS2 | CLASHINDARROCH WIND 275KV |  | 2017-03-31 | 2958465 |  |  | Y | 2017-03-31 | RDB_APP | 2017-03-31 | RDB_APP | 2017-03-31 | 2958465 | PS - Vattenfall Group | CLASHINDARROCH WIND | 275kV
CLAS3 | CLASHINDARROCH WIND 33KV |  | 2017-03-31 | 2958465 | CLAS2 |  | Y | 2017-03-31 | RDB_APP | 2017-03-31 | RDB_APP | 2017-03-31 | 2958465 | PS - SSE Generation Limited | CLASHINDARROCH WIND | 33kV
CLAY1 | CLAYHILLS 132KV |  | 2017-03-31 | 2958465 | CLAY1 |  | Y | 2017-03-31 | RDB_APP | 2017-03-31 | RDB_APP | 2017-03-31 | 2958465 | TO - Scottish Hydro Electric Transmission Ltd | CLAYHILLS | 132kV
CLAY3 | CLAYHILLS 33KV |  | 2017-03-31 | 2958465 | CLAY1 |  | Y | 2017-03-31 | RDB_APP | 2017-03-31 | RDB_APP | 2017-03-31 | 2958465 | DNO - Scottish & Southern Energy DNO Scotland | CLAYHILLS | 33kV
CLEH4 | CLEVE HILL 400KV |  | 2017-03-31 | 2958465 |  |  | Y | 2017-03-31 | RDB_APP | 2017-03-31 | RDB_APP | 2017-03-31 | 2958465 | TO - National Grid Electricity Transmission | CLEVE HILL | 400kV
CLIP1 | CLIPSTONE 132KV |  | 2017-03-31 | 2958465 |  |  | Y | 2017-03-31 | RDB_APP | 2017-03-31 | RDB_APP | 2017-03-31 | 2958465 | DNO - WPD East Midlands | CLIPSTONE | 132kV
CLIP3 | CLIPSTONE 33KV |  | 2017-03-31 | 2958465 |  |  | Y | 2017-03-31 | RDB_APP | 2017-03-31 | RDB_APP | 2017-03-31 | 2958465 | DNO - WPD East Midlands | CLIPSTONE | 33kV
CLIQ1 | CLIFF QUAY 132KV |  | 2017-03-31 | 2958465 |  |  | Y | 2017-03-31 | RDB_APP | 2017-03-31 | RDB_APP | 2017-03-31 | 2958465 | DNO - UK Power Networks Eastern | CLIFF QUAY | 132kV
CLIQ3 | CLIFF QUAY 33KV |  | 2017-03-31 | 2958465 |  |  | Y | 2017-03-31 | RDB_APP | 2017-03-31 | RDB_APP | 2017-03-31 | 2958465 | DNO - UK Power Networks Eastern | CLIFF QUAY | 33kV
CLIV1 | CLIVIGER 132KV |  | 2017-03-31 | 2958465 |  |  | Y | 2017-03-31 | RDB_APP | 2017-03-31 | RDB_APP | 2017-03-31 | 2958465 | DNO - ENW (Electric North-West) | CLIVIGER | 132kV
CLIV5 | CLIVIGER 11KV |  | 2017-03-31 | 2958465 |  |  | Y | 2017-03-31 | RDB_APP | 2017-03-31 | RDB_APP | 2017-03-31 | 2958465 | DNO - ENW (Electric North-West) | CLIVIGER | 11kV
CLTO1 | CLACTON 132KV |  | 2017-03-31 | 2958465 |  |  | Y | 2017-03-31 | RDB_APP | 2017-03-31 | RDB_APP | 2017-03-31 | 2958465 | DNO - UK Power Networks Eastern | CLACTON | 132kV
CLTO3 | CLACTON 33KV |  | 2017-03-31 | 2958465 |  |  | Y | 2017-03-31 | RDB_APP | 2017-03-31 | RDB_APP | 2017-03-31 | 2958465 | DNO - UK Power Networks Eastern | CLACTON | 33kV
CLUN1 | CLUNIE 132KV |  | 2017-03-31 | 2958465 | CLUN1 |  | Y | 2017-03-31 | RDB_APP | 2017-03-31 | RDB_APP | 2017-03-31 | 2958465 | TO - Scottish Hydro Electric Transmission Ltd | CLUNIE | 132kV
CLUN5 | CLUNIE 11KV |  | 2017-03-31 | 2958465 | CLUN1 |  | Y | 2017-03-31 | RDB_APP | 2017-03-31 | RDB_APP | 2017-03-31 | 2958465 | DNO - Scottish & Southern Energy DNO Scotland | CLUNIE | 11kV
CLYM1 | CLYDE'S MILL 132KV |  | 2017-03-31 | 2958465 | CLYM1 |  | Y | 2017-03-31 | RDB_APP | 2017-03-31 | RDB_APP | 2017-03-31 | 2958465 | Unknown | CLYDE'S MILL | 132kV
CLYM2 | CLYDE'S MILL 275KV |  | 2017-03-31 | 2958465 | CLYM2 |  | Y | 2017-03-31 | RDB_APP | 2017-03-31 | RDB_APP | 2017-03-31 | 2958465 | TO - Scottish Power Transmission Ltd | CLYDE'S MILL | 275kV
CLYM3 | CLYDE'S MILL 33KV |  | 2017-03-31 | 2958465 | CLYM2 |  | Y | 2017-03-31 | RDB_APP | 2017-03-31 | RDB_APP | 2017-03-31 | 2958465 | TO - Scottish Power Transmission Ltd | CLYDE'S MILL | 33kV
CLYN2 | CLYDE NORTH WIND FARM 275KV |  | 2017-03-31 | 2958465 |  |  | Y | 2017-03-31 | RDB_APP | 2017-03-31 | RDB_APP | 2017-03-31 | 2958465 | PS - SCOTTISH POWER RENWABLES | CLYDE NORTH WIND FARM | 275kV
CLYN3 | CLYDE NORTH WIND FARM 33KV |  | 2017-03-31 | 2958465 | CLYD3 |  | Y | 2017-03-31 | RDB_APP | 2017-03-31 | RDB_APP | 2017-03-31 | 2958465 | PS - SCOTTISH POWER RENWABLES | CLYDE NORTH WIND FARM | 33kV
CLYN8 | CLYDE NORTH WIND FARM 6.6KV |  | 2017-03-31 | 2958465 | CLYN0 |  | Y | 2017-03-31 | RDB_APP | 2017-03-31 | RDB_APP | 2017-03-31 | 2958465 | PS - SCOTTISH POWER RENWABLES | CLYDE NORTH WIND FARM | 6.6kV
CLYS2 | CLYDE CENTRAL WIND FARM 275KV |  | 2017-03-31 | 2958465 |  |  | Y | 2017-03-31 | RDB_APP | 2017-03-31 | RDB_APP | 2017-03-31 | 2958465 | PS - SCOTTISH POWER RENWABLES | CLYDE CENTRAL WIND FARM | 275kV
CLYS3 | CLYDE CENTRAL WIND FARM 33KV |  | 2017-03-31 | 2958465 |  |  | Y | 2017-03-31 | RDB_APP | 2017-03-31 | RDB_APP | 2017-03-31 | 2958465 | PS - SCOTTISH POWER RENWABLES | CLYDE CENTRAL WIND FARM | 33kV
CLYS8 | CLYDE CENTRAL WIND FARM 6.6KV |  | 2017-03-31 | 2958465 | CLYS0 |  | Y | 2017-03-31 | RDB_APP | 2017-03-31 | RDB_APP | 2017-03-31 | 2958465 | PS - SCOTTISH POWER RENWABLES | CLYDE CENTRAL WIND FARM | 6.6kV
COAL1 | COALBURN 132KV |  | 2017-03-31 | 2958465 | COAL4 |  | Y | 2017-03-31 | RDB_APP | 2017-03-31 | RDB_APP | 2017-03-31 | 2958465 | TO - Scottish Power Transmission Ltd | COALBURN | 132kV
COAL2 | COALBURN 275KV |  | 2017-03-31 | 2958465 |  |  | Y | 2017-03-31 | RDB_APP | 2017-03-31 | RDB_APP | 2017-03-31 | 2958465 | TO - Scottish Power Transmission Ltd | COALBURN | 275kV
COAL4 | COALBURN 400KV |  | 2017-03-31 | 2958465 | COAL4 |  | Y | 2017-03-31 | RDB_APP | 2017-03-31 | RDB_APP | 2017-03-31 | 2958465 | TO - Scottish Power Transmission Ltd | COALBURN | 400kV
COAL6 | COALBURN 66KV |  | 2017-03-31 | 2958465 | COAL4 |  | Y | 2017-03-31 | RDB_APP | 2017-03-31 | RDB_APP | 2017-03-31 | 2958465 | TO - Scottish Power Transmission Ltd | COALBURN | 66kV
COAS1 | COALBURNS 132KV |  | 2017-03-31 | 2958465 |  |  | Y | 2017-03-31 | RDB_APP | 2017-03-31 | RDB_APP | 2017-03-31 | 2958465 | DNO - NPG North East (Northen Power Grid) | COALBURNS | 132kV
COAS6 | COALBURNS 66KV |  | 2017-03-31 | 2958465 |  |  | Y | 2017-03-31 | RDB_APP | 2017-03-31 | RDB_APP | 2017-03-31 | 2958465 | DNO - NPG North East (Northen Power Grid) | COALBURNS | 66kV
COAT1 | COATBRIDGE 132KV |  | 2017-03-31 | 2958465 |  |  | Y | 2017-03-31 | RDB_APP | 2017-03-31 | RDB_APP | 2017-03-31 | 2958465 | Unknown | COATBRIDGE | 132kV
COAT2 | COATBRIDGE 275KV |  | 2017-03-31 | 2958465 | COAT2 |  | Y | 2017-03-31 | RDB_APP | 2017-03-31 | RDB_APP | 2017-03-31 | 2958465 | TO - Scottish Power Transmission Ltd | COATBRIDGE | 275kV
COAT3 | COATBRIDGE 33KV |  | 2017-03-31 | 2958465 | COAT2 |  | Y | 2017-03-31 | RDB_APP | 2017-03-31 | RDB_APP | 2017-03-31 | 2958465 | TO - Scottish Power Transmission Ltd | COATBRIDGE | 33kV
COCK2 | COCKENIZE 275KV |  | 2017-03-31 | 2958465 | COCK4 |  | Y | 2017-03-31 | RDB_APP | 2017-03-31 | RDB_APP | 2017-03-31 | 2958465 | TO - Scottish Power Transmission Ltd | COCKENIZE | 275kV
COCK3 | COCKENIZE 33KV |  | 2017-03-31 | 2958465 | COCK2 |  | Y | 2017-03-31 | RDB_APP | 2017-03-31 | RDB_APP | 2017-03-31 | 2958465 | TO - Scottish Power Transmission Ltd | COCKENIZE | 33kV
COCK4 | COCKENIZE 400KV |  | 2017-03-31 | 2958465 | COCK4 |  | Y | 2017-03-31 | RDB_APP | 2017-03-31 | RDB_APP | 2017-03-31 | 2958465 | TO - Scottish Power Transmission Ltd | COCKENIZE | 400kV
COCK8 | COCKENIZE 6.6KV |  | 2017-03-31 | 2958465 | COCK0 |  | Y | 2017-03-31 | RDB_APP | 2017-03-31 | RDB_APP | 2017-03-31 | 2958465 | TO - Scottish Power Transmission Ltd | COCKENIZE | 6.6kV
COGA1 | CORRIEGARTH WIND FARM 132KV |  | 2017-03-31 | 2958465 | COGA1 |  | Y | 2017-03-31 | RDB_APP | 2017-03-31 | RDB_APP | 2017-03-31 | 2958465 | PS - SSE Generation Limited | CORRIEGARTH WIND FARM | 132kV
COGA3 | CORRIEGARTH WIND FARM 33KV |  | 2017-03-31 | 2958465 | COGA1 |  | Y | 2017-03-31 | RDB_APP | 2017-03-31 | RDB_APP | 2017-03-31 | 2958465 | PS - SSE Generation Limited | CORRIEGARTH WIND FARM | 33kV
COLB1 | COLWYN BAY 132KV |  | 2017-03-31 | 2958465 |  |  | Y | 2017-03-31 | RDB_APP | 2017-03-31 | RDB_APP | 2017-03-31 | 2958465 | DNO - SP MANWEB(Scottish Power) | COLWYN BAY | 132kV
COLB3 | COLWYN BAY 33KV |  | 2017-03-31 | 2958465 |  |  | Y | 2017-03-31 | RDB_APP | 2017-03-31 | RDB_APP | 2017-03-31 | 2958465 | DNO - SP MANWEB(Scottish Power) | COLWYN BAY | 33kV
COLC1 | COLCHESTER 132KV |  | 2017-03-31 | 2958465 |  |  | Y | 2017-03-31 | RDB_APP | 2017-03-31 | RDB_APP | 2017-03-31 | 2958465 | DNO - UK Power Networks Eastern | COLCHESTER | 132kV
COLC3 | COLCHESTER 33KV |  | 2017-03-31 | 2958465 |  |  | Y | 2017-03-31 | RDB_APP | 2017-03-31 | RDB_APP | 2017-03-31 | 2958465 | DNO - UK Power Networks Eastern | COLCHESTER | 33kV
COLC5 | COLCHESTER 11KV |  | 2017-03-31 | 2958465 |  |  | Y | 2017-03-31 | RDB_APP | 2017-03-31 | RDB_APP | 2017-03-31 | 2958465 | DNO - UK Power Networks Eastern | COLCHESTER | 11kV
COLF3 | COLDHARBOUR FARM 33KV |  | 2017-03-31 | 2958465 |  |  | Y | 2017-03-31 | RDB_APP | 2017-03-31 | RDB_APP | 2017-03-31 | 2958465 | DNO - UK Power Networks Eastern | COLDHARBOUR FARM | 33kV
COLF5 | COLDHARBOUR FARM 11KV |  | 2017-03-31 | 2958465 |  |  | Y | 2017-03-31 | RDB_APP | 2017-03-31 | RDB_APP | 2017-03-31 | 2958465 | DNO - UK Power Networks Eastern | COLDHARBOUR FARM | 11kV
COLF5A | COLDHARBOUR FARM 11KV |  | 2017-03-31 | 2958465 |  |  | Y | 2017-03-31 | RDB_APP | 2017-03-31 | RDB_APP | 2017-03-31 | 2958465 | DNO - UK Power Networks Eastern | COLDHARBOUR FARM | 11kV
COLF5B | COLDHARBOUR FARM 11KV |  | 2017-03-31 | 2958465 |  |  | Y | 2017-03-31 | RDB_APP | 2017-03-31 | RDB_APP | 2017-03-31 | 2958465 | DNO - UK Power Networks Eastern | COLDHARBOUR FARM | 11kV
COLH1 | COLNEY HEATH TEE 132KV |  | 2017-03-31 | 2958465 |  |  | Y | 2017-03-31 | RDB_APP | 2017-03-31 | RDB_APP | 2017-03-31 | 2958465 | DNO - UK Power Networks Eastern | COLNEY HEATH TEE | 132kV
COLI5 | COLINDALE 11KV |  | 2017-03-31 | 2958465 |  |  | Y | 2017-03-31 | RDB_APP | 2017-03-31 | RDB_APP | 2017-03-31 | 2958465 | DNO - UK Power Networks Eastern | COLINDALE | 11kV
COLO1 | COWLEY LOCAL 132KV |  | 2017-03-31 | 2958465 |  |  | Y | 2017-03-31 | RDB_APP | 2017-03-31 | RDB_APP | 2017-03-31 | 2958465 | DNO - SSE Southern | COWLEY LOCAL | 132kV
COLO3 | COWLEY LOCAL 33KV |  | 2017-03-31 | 2958465 |  |  | Y | 2017-03-31 | RDB_APP | 2017-03-31 | RDB_APP | 2017-03-31 | 2958465 | DNO - SSE Southern | COWLEY LOCAL | 33kV
COMN3 | CORRIMONY 33KV |  | 2017-03-31 | 2958465 |  |  | Y | 2017-03-31 | RDB_APP | 2017-03-31 | RDB_APP | 2017-03-31 | 2958465 | DNO - Scottish & Southern Energy DNO Scotland | CORRIMONY | 33kV
CONN1 | CONNAGILL 132KV |  | 2017-03-31 | 2958465 | CONN1 |  | Y | 2017-03-31 | RDB_APP | 2017-03-31 | RDB_APP | 2017-03-31 | 2958465 | TO - Scottish Hydro Electric Transmission Ltd | CONNAGILL | 132kV
CONN2 | CONNAGILL 275KV |  | 2017-03-31 | 2958465 | BEAU2 |  | Y | 2017-03-31 | RDB_APP | 2017-03-31 | RDB_APP | 2017-03-31 | 2958465 | TO - Scottish Hydro Electric Transmission Ltd | CONNAGILL | 275kV
CONQ1 | CONNAHS QUAY 132KV |  | 2017-03-31 | 2958465 |  |  | Y | 2017-03-31 | RDB_APP | 2017-03-31 | RDB_APP | 2017-03-31 | 2958465 | TO - National Grid Electricity Transmission | CONNAHS QUAY | 132kV
CONQ4 | CONNAHS QUAY 400KV |  | 2017-03-31 | 2958465 |  |  | Y | 2017-03-31 | RDB_APP | 2017-03-31 | RDB_APP | 2017-03-31 | 2958465 | TO - National Grid Electricity Transmission | CONNAHS QUAY | 400kV
CONQ8 | CONNAHS QUAY 6.6KV |  | 2017-03-31 | 2958465 |  |  | Y | 2017-03-31 | RDB_APP | 2017-03-31 | RDB_APP | 2017-03-31 | 2958465 | TO - National Grid Electricity Transmission | CONNAHS QUAY | 6.6kV
COPD5 | COPLEY DENE 11KV |  | 2017-03-31 | 2958465 |  |  | Y | 2017-03-31 | RDB_APP | 2017-03-31 | RDB_APP | 2017-03-31 | 2958465 | DNO - SSE Southern | COPLEY DENE | 11kV
COPD6 | COPLEY DENE 66KV |  | 2017-03-31 | 2958465 |  |  | Y | 2017-03-31 | RDB_APP | 2017-03-31 | RDB_APP | 2017-03-31 | 2958465 | DNO - SSE Southern | COPLEY DENE | 66kV
COPH1 | COPT HEATH 132KV |  | 2017-03-31 | 2958465 |  |  | Y | 2017-03-31 | RDB_APP | 2017-03-31 | RDB_APP | 2017-03-31 | 2958465 | DNO - WPD West Midlands | COPT HEATH | 132kV
COPH5 | COPT HEATH 11KV |  | 2017-03-31 | 2958465 |  |  | Y | 2017-03-31 | RDB_APP | 2017-03-31 | RDB_APP | 2017-03-31 | 2958465 | DNO - WPD West Midlands | COPT HEATH | 11kV
COPP1 | COPPENHALL 132KV |  | 2017-03-31 | 2958465 |  |  | Y | 2017-03-31 | RDB_APP | 2017-03-31 | RDB_APP | 2017-03-31 | 2958465 | DNO - SP MANWEB(Scottish Power) | COPPENHALL | 132kV
COPP3 | COPPENHALL 33KV |  | 2017-03-31 | 2958465 |  |  | Y | 2017-03-31 | RDB_APP | 2017-03-31 | RDB_APP | 2017-03-31 | 2958465 | DNO - SP MANWEB(Scottish Power) | COPPENHALL | 33kV
CORB1 | CORBY 132KV |  | 2017-03-31 | 2958465 |  |  | Y | 2017-03-31 | RDB_APP | 2017-03-31 | RDB_APP | 2017-03-31 | 2958465 | DNO - WPD East Midlands | CORBY | 132kV
CORB3 | CORBY 33KV |  | 2017-03-31 | 2958465 |  |  | Y | 2017-03-31 | RDB_APP | 2017-03-31 | RDB_APP | 2017-03-31 | 2958465 | DNO - WPD East Midlands | CORBY | 33kV
CORB8 | CORBY 6.6KV |  | 2017-03-31 | 2958465 |  |  | Y | 2017-03-31 | RDB_APP | 2017-03-31 | RDB_APP | 2017-03-31 | 2958465 | DNO - WPD East Midlands | CORBY | 6.6kV
CORF6 | CORUS R.E.F. MILL 66KV |  | 2017-03-31 | 2958465 |  |  | Y | 2017-03-31 | RDB_APP | 2017-03-31 | RDB_APP | 2017-03-31 | 2958465 | LCC - Corus Steel | CORUS R.E.F. MILL | 66kV
CORI1 | CORRIEMOILLIE 132KV |  | 2017-03-31 | 2958465 | BEAU1 |  | Y | 2017-03-31 | RDB_APP | 2017-03-31 | RDB_APP | 2017-03-31 | 2958465 | TO - Scottish Hydro Electric Transmission Ltd | CORRIEMOILLIE | 132kV
CORI3 | CORRIEMOILLIE 33KV |  | 2017-03-31 | 2958465 | CORI1 |  | Y | 2017-03-31 | RDB_APP | 2017-03-31 | RDB_APP | 2017-03-31 | 2958465 | TO - Scottish Hydro Electric Transmission Ltd | CORRIEMOILLIE | 33kV
CORK6 | CORUS KINKERDALE 66KV |  | 2017-03-31 | 2958465 |  |  | Y | 2017-03-31 | RDB_APP | 2017-03-31 | RDB_APP | 2017-03-31 | 2958465 | LCC - Corus Steel | CORUS KINKERDALE | 66kV
CORL6 | CORUS BEAM MILL 66KV |  | 2017-03-31 | 2958465 |  |  | Y | 2017-03-31 | RDB_APP | 2017-03-31 | RDB_APP | 2017-03-31 | 2958465 | LCC - Corus Steel | CORUS BEAM MILL | 66kV
CORN1 | CORBY NORTH (CORBY POWER) 132KV |  | 2017-03-31 | 2958465 |  |  | Y | 2017-03-31 | RDB_APP | 2017-03-31 | RDB_APP | 2017-03-31 | 2958465 | DNO - WPD East Midlands | CORBY NORTH (CORBY POWER) | 132kV
CORR6 | CORRIDOR 66KV |  | 2017-03-31 | 2958465 |  |  | Y | 2017-03-31 | RDB_APP | 2017-03-31 | RDB_APP | 2017-03-31 | 2958465 | Unknown | CORRIDOR | 66kV
CORW3 | CORWEN 33KV |  | 2017-03-31 | 2958465 |  |  | Y | 2017-03-31 | RDB_APP | 2017-03-31 | RDB_APP | 2017-03-31 | 2958465 | DNO - SP MANWEB(Scottish Power) | CORWEN | 33kV
CORY1 | CORYTON POWER STATION 132KV |  | 2017-03-31 | 2958465 |  |  | Y | 2017-03-31 | RDB_APP | 2017-03-31 | RDB_APP | 2017-03-31 | 2958465 | DNO - UK Power Networks Eastern | CORYTON POWER STATION | 132kV
CORY3 | CORYTON POWER STATION 33KV |  | 2017-03-31 | 2958465 |  |  | Y | 2017-03-31 | RDB_APP | 2017-03-31 | RDB_APP | 2017-03-31 | 2958465 | DNO - UK Power Networks Eastern | CORYTON POWER STATION | 33kV
CORY8 | CORYTON POWER STATION 6.6KV |  | 2017-03-31 | 2958465 |  |  | Y | 2017-03-31 | RDB_APP | 2017-03-31 | RDB_APP | 2017-03-31 | 2958465 | TO - National Grid Electricity Transmission | CORYTON POWER STATION | 6.6kV
COSE1 | COSELEY 132KV |  | 2017-03-31 | 2958465 |  |  | Y | 2017-03-31 | RDB_APP | 2017-03-31 | RDB_APP | 2017-03-31 | 2958465 | DNO - WPD East Midlands | COSELEY | 132kV
COSE5 | COSELEY 11KV |  | 2017-03-31 | 2958465 |  |  | Y | 2017-03-31 | RDB_APP | 2017-03-31 | RDB_APP | 2017-03-31 | 2958465 | DNO - WPD East Midlands | COSELEY | 11kV
COSO4 | CORYTON SOUTH 400KV |  | 2017-03-31 | 2958465 |  |  | Y | 2017-03-31 | RDB_APP | 2017-03-31 | RDB_APP | 2017-03-31 | 2958465 | TO - National Grid Electricity Transmission | CORYTON SOUTH | 400kV
COSO8 | CORYTON SOUTH 6.6KV |  | 2017-03-31 | 2958465 |  |  | Y | 2017-03-31 | RDB_APP | 2017-03-31 | RDB_APP | 2017-03-31 | 2958465 | TO - National Grid Electricity Transmission | CORYTON SOUTH | 6.6kV
COTT4 | COTTAM 400KV |  | 2017-03-31 | 2958465 |  |  | Y | 2017-03-31 | RDB_APP | 2017-03-31 | RDB_APP | 2017-03-31 | 2958465 | TO - National Grid Electricity Transmission | COTTAM | 400kV
COTT5 | COTTAM 11KV |  | 2017-03-31 | 2958465 |  |  | Y | 2017-03-31 | RDB_APP | 2017-03-31 | RDB_APP | 2017-03-31 | 2958465 | TO - National Grid Electricity Transmission | COTTAM | 11kV
COTT8 | COTTAM 6.6KV |  | 2017-03-31 | 2958465 |  |  | Y | 2017-03-31 | RDB_APP | 2017-03-31 | RDB_APP | 2017-03-31 | 2958465 | TO - National Grid Electricity Transmission | COTTAM | 6.6kV
COUA1 | COUPAR ANGUS 132KV |  | 2017-03-31 | 2958465 | CLUN1 |  | Y | 2017-03-31 | RDB_APP | 2017-03-31 | RDB_APP | 2017-03-31 | 2958465 | TO - Scottish Hydro Electric Transmission Ltd | COUPAR ANGUS | 132kV
COUA3 | COUPAR ANGUS 33KV |  | 2017-03-31 | 2958465 | COUA1 |  | Y | 2017-03-31 | RDB_APP | 2017-03-31 | RDB_APP | 2017-03-31 | 2958465 | DNO - Scottish & Southern Energy DNO Scotland | COUPAR ANGUS | 33kV
COVC1 | COVENTRY CENTRAL 132KV |  | 2017-03-31 | 2958465 |  |  | Y | 2017-03-31 | RDB_APP | 2017-03-31 | RDB_APP | 2017-03-31 | 2958465 | DNO - WPD East Midlands | COVENTRY CENTRAL | 132kV
COVC3 | COVENTRY CENTRAL 33KV |  | 2017-03-31 | 2958465 |  |  | Y | 2017-03-31 | RDB_APP | 2017-03-31 | RDB_APP | 2017-03-31 | 2958465 | DNO - WPD East Midlands | COVENTRY CENTRAL | 33kV
COVE1 | COVENTRY 132KV |  | 2017-03-31 | 2958465 |  |  | Y | 2017-03-31 | RDB_APP | 2017-03-31 | RDB_APP | 2017-03-31 | 2958465 | TO - National Grid Electricity Transmission | COVENTRY | 132kV
COVE2 | COVENTRY 275KV |  | 2017-03-31 | 2958465 |  |  | Y | 2017-03-31 | RDB_APP | 2017-03-31 | RDB_APP | 2017-03-31 | 2958465 | TO - National Grid Electricity Transmission | COVENTRY | 275kV
COVE8 | COVENTRY 6.6KV |  | 2017-03-31 | 2958465 |  |  | Y | 2017-03-31 | RDB_APP | 2017-03-31 | RDB_APP | 2017-03-31 | 2958465 | Unknown | COVENTRY | 6.6kV
COVI1 | COALVILLE 132KV |  | 2017-03-31 | 2958465 |  |  | Y | 2017-03-31 | RDB_APP | 2017-03-31 | RDB_APP | 2017-03-31 | 2958465 | DNO - WPD East Midlands | COALVILLE | 132kV
COVI3 | COALVILLE 33KV |  | 2017-03-31 | 2958465 |  |  | Y | 2017-03-31 | RDB_APP | 2017-03-31 | RDB_APP | 2017-03-31 | 2958465 | DNO - WPD East Midlands | COALVILLE | 33kV
COVN3 | COVENTRY NORTH 33KV |  | 2017-03-31 | 2958465 |  |  | Y | 2017-03-31 | RDB_APP | 2017-03-31 | RDB_APP | 2017-03-31 | 2958465 | DNO - WPD East Midlands | COVENTRY NORTH | 33kV
COVS1 | COVENTRY SOUTH 132KV |  | 2017-03-31 | 2958465 |  |  | Y | 2017-03-31 | RDB_APP | 2017-03-31 | RDB_APP | 2017-03-31 | 2958465 | DNO - WPD East Midlands | COVENTRY SOUTH | 132kV
COVS3 | COVENTRY SOUTH 33KV |  | 2017-03-31 | 2958465 |  |  | Y | 2017-03-31 | RDB_APP | 2017-03-31 | RDB_APP | 2017-03-31 | 2958465 | DNO - WPD East Midlands | COVENTRY SOUTH | 33kV
COVW1 | COVENTRY WEST 132KV |  | 2017-03-31 | 2958465 |  |  | Y | 2017-03-31 | RDB_APP | 2017-03-31 | RDB_APP | 2017-03-31 | 2958465 | DNO - WPD East Midlands | COVENTRY WEST | 132kV
COVW3 | COVENTRY WEST 33KV |  | 2017-03-31 | 2958465 |  |  | Y | 2017-03-31 | RDB_APP | 2017-03-31 | RDB_APP | 2017-03-31 | 2958465 | DNO - WPD East Midlands | COVENTRY WEST | 33kV
COWB2 | COWBRIDGE 275KV |  | 2017-03-31 | 2958465 |  |  | Y | 2017-03-31 | RDB_APP | 2017-03-31 | RDB_APP | 2017-03-31 | 2958465 | TO - National Grid Electricity Transmission | COWBRIDGE | 275kV
COWB2A | COWBRIDGE 275KV |  | 2017-03-31 | 2958465 |  |  | Y | 2017-03-31 | RDB_APP | 2017-03-31 | RDB_APP | 2017-03-31 | 2958465 | TO - National Grid Electricity Transmission | COWBRIDGE | 275kV
COWE1 | COWES 132KV |  | 2017-03-31 | 2958465 |  |  | Y | 2017-03-31 | RDB_APP | 2017-03-31 | RDB_APP | 2017-03-31 | 2958465 | DNO - SSE Southern | COWES | 132kV
COWE3 | COWES 33KV |  | 2017-03-31 | 2958465 |  |  | Y | 2017-03-31 | RDB_APP | 2017-03-31 | RDB_APP | 2017-03-31 | 2958465 | DNO - SSE Southern | COWES | 33kV
COWE8 | COWES 6.6KV |  | 2017-03-31 | 2958465 |  |  | Y | 2017-03-31 | RDB_APP | 2017-03-31 | RDB_APP | 2017-03-31 | 2958465 | DNO - SSE Southern | COWES | 6.6kV
COWL1 | COWLEY 132KV |  | 2017-03-31 | 2958465 |  |  | Y | 2017-03-31 | RDB_APP | 2017-03-31 | RDB_APP | 2017-03-31 | 2958465 | TO - National Grid Electricity Transmission | COWLEY | 132kV
COWL4 | COWLEY 400KV |  | 2017-03-31 | 2958465 |  |  | Y | 2017-03-31 | RDB_APP | 2017-03-31 | RDB_APP | 2017-03-31 | 2958465 | TO - National Grid Electricity Transmission | COWLEY | 400kV
COWT2 | COWBRIDGE TEE 275KV |  | 2017-03-31 | 2958465 |  |  | Y | 2017-03-31 | RDB_APP | 2017-03-31 | RDB_APP | 2017-03-31 | 2958465 | TO - National Grid Electricity Transmission | COWBRIDGE TEE | 275kV
COXW1 | COXMOOR WOOD 132KV |  | 2017-03-31 | 2958465 |  |  | Y | 2017-03-31 | RDB_APP | 2017-03-31 | RDB_APP | 2017-03-31 | 2958465 | DNO - SSE Southern | COXMOOR WOOD | 132kV
COXW3 | COXMOOR WOOD 33KV |  | 2017-03-31 | 2958465 |  |  | Y | 2017-03-31 | RDB_APP | 2017-03-31 | RDB_APP | 2017-03-31 | 2958465 | DNO - SSE Southern | COXMOOR WOOD | 33kV
COYL1 | COYLTON 132KV |  | 2017-03-31 | 2958465 | COYL2 |  | Y | 2017-03-31 | RDB_APP | 2017-03-31 | RDB_APP | 2017-03-31 | 2958465 | TO - Scottish Power Transmission Ltd | COYLTON | 132kV
COYL1T | COYLTON 132KV |  | 2017-03-31 | 2958465 |  |  | Y | 2017-03-31 | RDB_APP | 2017-03-31 | RDB_APP | 2017-03-31 | 2958465 | TO - Scottish Power Transmission Ltd | COYLTON | 132kV
COYL2 | COYLTON 275KV |  | 2017-03-31 | 2958465 | COYL2 |  | Y | 2017-03-31 | RDB_APP | 2017-03-31 | RDB_APP | 2017-03-31 | 2958465 | TO - Scottish Power Transmission Ltd | COYLTON | 275kV
COYL3 | COYLTON 33KV |  | 2017-03-31 | 2958465 | COYL1 |  | Y | 2017-03-31 | RDB_APP | 2017-03-31 | RDB_APP | 2017-03-31 | 2958465 | TO - Scottish Power Transmission Ltd | COYLTON | 33kV
COYT1 | COYLTON TEE 132KV |  | 2017-03-31 | 2958465 | COYL1 |  | Y | 2017-03-31 | RDB_APP | 2017-03-31 | RDB_APP | 2017-03-31 | 2958465 | TO - Scottish Power Transmission Ltd | COYLTON TEE | 132kV
COYW2 | COYLTON WEST 275KV |  | 2017-03-31 | 2958465 | AYRR2 |  | Y | 2017-03-31 | RDB_APP | 2017-03-31 | RDB_APP | 2017-03-31 | 2958465 | TO - Scottish Power Transmission Ltd | COYLTON WEST | 275kV
COYW2T | COYLTON WEST 275KV |  | 2017-03-31 | 2958465 |  |  | Y | 2017-03-31 | RDB_APP | 2017-03-31 | RDB_APP | 2017-03-31 | 2958465 | TO - Scottish Power Transmission Ltd | COYLTON WEST | 275kV
CRAB1 | CRANE BANK 132KV |  | 2017-03-31 | 2958465 |  |  | Y | 2017-03-31 | RDB_APP | 2017-03-31 | RDB_APP | 2017-03-31 | 2958465 | DNO - SP MANWEB(Scottish Power) | CRANE BANK | 132kV
CRAB3 | CRANE BANK 33KV |  | 2017-03-31 | 2958465 |  |  | Y | 2017-03-31 | RDB_APP | 2017-03-31 | RDB_APP | 2017-03-31 | 2958465 | DNO - SP MANWEB(Scottish Power) | CRANE BANK | 33kV
CRAI1 | CRAIGIEBUCKLER 132KV |  | 2017-03-31 | 2958465 | CRAI1 |  | Y | 2017-03-31 | RDB_APP | 2017-03-31 | RDB_APP | 2017-03-31 | 2958465 | TO - Scottish Hydro Electric Transmission Ltd | CRAIGIEBUCKLER | 132kV
CRAI3 | CRAIGIEBUCKLER 33KV |  | 2017-03-31 | 2958465 | CRAI1 |  | Y | 2017-03-31 | RDB_APP | 2017-03-31 | RDB_APP | 2017-03-31 | 2958465 | DNO - Scottish & Southern Energy DNO Scotland | CRAIGIEBUCKLER | 33kV
CRAM5 | CRAMLINGTON 11KV |  | 2017-03-31 | 2958465 |  |  | Y | 2017-03-31 | RDB_APP | 2017-03-31 | RDB_APP | 2017-03-31 | 2958465 | DNO - NPG North East (Northen Power Grid) | CRAMLINGTON | 11kV
CRAM6 | CRAMLINGTON 66KV |  | 2017-03-31 | 2958465 |  |  | Y | 2017-03-31 | RDB_APP | 2017-03-31 | RDB_APP | 2017-03-31 | 2958465 | DNO - NPG North East (Northen Power Grid) | CRAMLINGTON | 66kV
CRAR1 | CRARAE 132KV |  | 2017-03-31 | 2958465 | CRAR1 |  | Y | 2017-03-31 | RDB_APP | 2017-03-31 | RDB_APP | 2017-03-31 | 2958465 | TO - Scottish Hydro Electric Transmission Ltd | CRARAE | 132kV
CRAR3 | CRARAE 33KV |  | 2017-03-31 | 2958465 | CRAR1 |  | Y | 2017-03-31 | RDB_APP | 2017-03-31 | RDB_APP | 2017-03-31 | 2958465 | TO - Scottish Hydro Electric Transmission Ltd | CRARAE | 33kV
CREB1 | CREYKE BECK 132KV |  | 2017-03-31 | 2958465 |  |  | Y | 2017-03-31 | RDB_APP | 2017-03-31 | RDB_APP | 2017-03-31 | 2958465 | TO - National Grid Electricity Transmission | CREYKE BECK | 132kV
CREB2 | CREYKE BECK 275KV |  | 2017-03-31 | 2958465 |  |  | Y | 2017-03-31 | RDB_APP | 2017-03-31 | RDB_APP | 2017-03-31 | 2958465 | TO - National Grid Electricity Transmission | CREYKE BECK | 275kV
CREB4 | CREYKE BECK 400KV |  | 2017-03-31 | 2958465 |  |  | Y | 2017-03-31 | RDB_APP | 2017-03-31 | RDB_APP | 2017-03-31 | 2958465 | TO - National Grid Electricity Transmission | CREYKE BECK | 400kV
CREW1 | CREWE 132KV |  | 2017-03-31 | 2958465 |  |  | Y | 2017-03-31 | RDB_APP | 2017-03-31 | RDB_APP | 2017-03-31 | 2958465 | DNO - SP MANWEB(Scottish Power) | CREWE | 132kV
CREW3 | CREWE 33KV |  | 2017-03-31 | 2958465 |  |  | Y | 2017-03-31 | RDB_APP | 2017-03-31 | RDB_APP | 2017-03-31 | 2958465 | DNO - SP MANWEB(Scottish Power) | CREWE | 33kV
CRLE6 | CROWLE 66KV |  | 2017-03-31 | 2958465 |  |  | Y | 2017-03-31 | RDB_APP | 2017-03-31 | RDB_APP | 2017-03-31 | 2958465 | DNO - NPG Yorkshire (Northen Power Grid) | CROWLE | 66kV
CRMH3 | CRUACH HOR WIND FARM 33KV |  | 2017-03-31 | 2958465 | CRMH3 |  | Y | 2017-03-31 | RDB_APP | 2017-03-31 | RDB_APP | 2017-03-31 | 2958465 | PS - SSE Generation Limited | CRUACH HOR WIND FARM | 33kV
CROB1 | CROYDON B 132KV |  | 2017-03-31 | 2958465 |  |  | Y | 2017-03-31 | RDB_APP | 2017-03-31 | RDB_APP | 2017-03-31 | 2958465 | DNO - UK Power Networks South East | CROYDON B | 132kV
CROB3 | CROYDON B 33KV |  | 2017-03-31 | 2958465 |  |  | Y | 2017-03-31 | RDB_APP | 2017-03-31 | RDB_APP | 2017-03-31 | 2958465 | DNO - UK Power Networks South East | CROYDON B | 33kV
CROG1 | CROYDON ENERGY 132KV |  | 2017-03-31 | 2958465 |  |  | Y | 2017-03-31 | RDB_APP | 2017-03-31 | RDB_APP | 2017-03-31 | 2958465 | DNO - UK Power Networks South East | CROYDON ENERGY | 132kV
CROG5 | CROYDON ENERGY 11KV |  | 2017-03-31 | 2958465 |  |  | Y | 2017-03-31 | RDB_APP | 2017-03-31 | RDB_APP | 2017-03-31 | 2958465 | DNO - UK Power Networks South East | CROYDON ENERGY | 11kV
CROO1 | CROOKSTON 132KV |  | 2017-03-31 | 2958465 |  |  | Y | 2017-03-31 | RDB_APP | 2017-03-31 | RDB_APP | 2017-03-31 | 2958465 | TO - Scottish Power Transmission Ltd | CROOKSTON | 132kV
CROO3 | CROOKSTON 33KV |  | 2017-03-31 | 2958465 | CROO1 |  | Y | 2017-03-31 | RDB_APP | 2017-03-31 | RDB_APP | 2017-03-31 | 2958465 | TO - Scottish Power Transmission Ltd | CROOKSTON | 33kV
CROY1 | CROYDON 132KV |  | 2017-03-31 | 2958465 |  |  | Y | 2017-03-31 | RDB_APP | 2017-03-31 | RDB_APP | 2017-03-31 | 2958465 | DNO - UK Power Networks South East | CROYDON | 132kV
CROY3 | CROYDON 33KV |  | 2017-03-31 | 2958465 |  |  | Y | 2017-03-31 | RDB_APP | 2017-03-31 | RDB_APP | 2017-03-31 | 2958465 | DNO - UK Power Networks South East | CROYDON | 33kV
CRRO1 | OLD CARRINGTON 132KV |  | 2017-03-31 | 2958465 |  |  | Y | 2017-03-31 | RDB_APP | 2017-03-31 | RDB_APP | 2017-03-31 | 2958465 | TO - National Grid Electricity Transmission | OLD CARRINGTON | 132kV
CRSS1 | CROSSAIG 132KV |  | 2017-03-31 | 2958465 | CAAD1 |  | Y | 2017-03-31 | RDB_APP | 2017-03-31 | RDB_APP | 2017-03-31 | 2958465 | TO - Scottish Hydro Electric Transmission Ltd | CROSSAIG | 132kV
CRSS2 | CROSSAIG 275KV |  | 2017-03-31 | 2958465 |  |  | Y | 2017-03-31 | RDB_APP | 2017-03-31 | RDB_APP | 2017-03-31 | 2958465 | TO - Scottish Hydro Electric Transmission Ltd | CROSSAIG | 275kV
CRSS3 | CROSSAIG 33KV |  | 2017-03-31 | 2958465 | CRSS1 |  | Y | 2017-03-31 | RDB_APP | 2017-03-31 | RDB_APP | 2017-03-31 | 2958465 | TO - Scottish Hydro Electric Transmission Ltd | CROSSAIG | 33kV
CRUA2 | CRUACHAN 275KV |  | 2017-03-31 | 2958465 | CRUA2 |  | Y | 2017-03-31 | RDB_APP | 2017-03-31 | RDB_APP | 2017-03-31 | 2958465 | TO - Scottish Power Transmission Ltd | CRUACHAN | 275kV
CRUA3 | CRUACHAN 33KV |  | 2017-03-31 | 2958465 |  |  | Y | 2017-03-31 | RDB_APP | 2017-03-31 | RDB_APP | 2017-03-31 | 2958465 | Unknown | CRUACHAN | 33kV
CRUA7 | CRUACHAN 22KV |  | 2017-03-31 | 2958465 |  |  | Y | 2017-03-31 | RDB_APP | 2017-03-31 | RDB_APP | 2017-03-31 | 2958465 | TO - Scottish Power Transmission Ltd | CRUACHAN | 22kV
CRUA8 | CRUACHAN 6.6KV |  | 2017-03-31 | 2958465 | CRUA0 |  | Y | 2017-03-31 | RDB_APP | 2017-03-31 | RDB_APP | 2017-03-31 | 2958465 | TO - Scottish Power Transmission Ltd | CRUACHAN | 6.6kV
CRUM1 | CRUMLIN 132KV |  | 2017-03-31 | 2958465 | KILC1 |  | Y | 2017-03-31 | RDB_APP | 2017-03-31 | RDB_APP | 2017-03-31 | 2958465 | DNO - WPD South Wales | CRUMLIN | 132kV
CRUM3 | CRUMLIN 33KV |  | 2017-03-31 | 2958465 | CRMH1 |  | Y | 2017-03-31 | RDB_APP | 2017-03-31 | RDB_APP | 2017-03-31 | 2958465 | DNO - WPD South Wales | CRUMLIN | 33kV
CRUM5 | CRUMLIN 11KV |  | 2017-03-31 | 2958465 |  |  | Y | 2017-03-31 | RDB_APP | 2017-03-31 | RDB_APP | 2017-03-31 | 2958465 | DNO - WPD South Wales | CRUMLIN | 11kV
CRYB1 | CRYSTAL RIG B 132KV |  | 2017-03-31 | 2958465 | CRYB1 |  | Y | 2017-03-31 | RDB_APP | 2017-03-31 | RDB_APP | 2017-03-31 | 2958465 | Unknown | CRYSTAL RIG B | 132kV
CRYB4 | CRYSTAL RIG B 400KV |  | 2017-03-31 | 2958465 |  |  | Y | 2017-03-31 | RDB_APP | 2017-03-31 | RDB_APP | 2017-03-31 | 2958465 | TO - Scottish Power Transmission Ltd | CRYSTAL RIG B | 400kV
CRYR1 | CRYSTAL RIG WINDFARM 132KV |  | 2017-03-31 | 2958465 |  |  | Y | 2017-03-31 | RDB_APP | 2017-03-31 | RDB_APP | 2017-03-31 | 2958465 | PS - SCOTTISH POWER RENWABLES | CRYSTAL RIG WINDFARM | 132kV
CRYR3 | CRYSTAL RIG WINDFARM 33KV |  | 2017-03-31 | 2958465 | CRYR1 |  | Y | 2017-03-31 | RDB_APP | 2017-03-31 | RDB_APP | 2017-03-31 | 2958465 | PS - SCOTTISH POWER RENWABLES | CRYSTAL RIG WINDFARM | 33kV
CRYR4 | CRYSTAL RIG WINDFARM 400KV |  | 2017-03-31 | 2958465 | AIKG1 |  | Y | 2017-03-31 | RDB_APP | 2017-03-31 | RDB_APP | 2017-03-31 | 2958465 | PS - SCOTTISH POWER RENWABLES | CRYSTAL RIG WINDFARM | 400kV
CRYR8 | CRYSTAL RIG WINDFARM 6.6KV |  | 2017-03-31 | 2958465 | CRYR3 |  | Y | 2017-03-31 | RDB_APP | 2017-03-31 | RDB_APP | 2017-03-31 | 2958465 | PS - Fred Olsen Renewables Limited | CRYSTAL RIG WINDFARM | 6.6kV
CUER1 | cuerdley 132kV |  | 2017-08-31 |  |  | New Location from 2017 SP-MW submission | Y | 2017-08-31 | Joaquin.Jimenez | 2017-08-31 | Geoff.Ray | 2017-08-31 |  | DNO - SP MANWEB(Scottish Power) | cuerdley | 132kV
CULH1 | CULHAM 132KV |  | 2017-03-31 | 2958465 |  |  | Y | 2017-03-31 | RDB_APP | 2017-03-31 | RDB_APP | 2017-03-31 | 2958465 | DNO - SSE Southern | CULHAM | 132kV
CULH4 | CULHAM 400KV |  | 2017-03-31 | 2958465 |  |  | Y | 2017-03-31 | RDB_APP | 2017-03-31 | RDB_APP | 2017-03-31 | 2958465 | TO - National Grid Electricity Transmission | CULHAM | 400kV
CULH5 | CULHAM 11KV |  | 2017-03-31 | 2958465 |  |  | Y | 2017-03-31 | RDB_APP | 2017-03-31 | RDB_APP | 2017-03-31 | 2958465 | DNO - SSE Southern | CULHAM | 11kV
CULJ3 | CULHAM JET 33KV |  | 2017-03-31 | 2958465 |  |  | Y | 2017-03-31 | RDB_APP | 2017-03-31 | RDB_APP | 2017-03-31 | 2958465 | TO - National Grid Electricity Transmission | CULHAM JET | 33kV
CULJ4 | CULHAM JET 400KV |  | 2017-03-31 | 2958465 |  |  | Y | 2017-03-31 | RDB_APP | 2017-03-31 | RDB_APP | 2017-03-31 | 2958465 | TO - National Grid Electricity Transmission | CULHAM JET | 400kV
CULJ5 | CULHAM JET 11KV |  | 2017-03-31 | 2958465 |  |  | Y | 2017-03-31 | RDB_APP | 2017-03-31 | RDB_APP | 2017-03-31 | 2958465 | TO - National Grid Electricity Transmission | CULHAM JET | 11kV
CULL1 | CULLIGRAN 132KV |  | 2017-03-31 | 2958465 | BEAU1 |  | Y | 2017-03-31 | RDB_APP | 2017-03-31 | RDB_APP | 2017-03-31 | 2958465 | TO - Scottish Hydro Electric Transmission Ltd | CULLIGRAN | 132kV
CULL5 | CULLIGRAN 11KV |  | 2017-03-31 | 2958465 | CULL1 |  | Y | 2017-03-31 | RDB_APP | 2017-03-31 | RDB_APP | 2017-03-31 | 2958465 | DNO - Scottish & Southern Energy DNO Scotland | CULLIGRAN | 11kV
CUMB1 | CUMBERNAULD 132KV |  | 2017-03-31 | 2958465 | BONN1 |  | Y | 2017-03-31 | RDB_APP | 2017-03-31 | RDB_APP | 2017-03-31 | 2958465 | TO - Scottish Power Transmission Ltd | CUMBERNAULD | 132kV
CUMB3 | CUMBERNAULD 33KV |  | 2017-03-31 | 2958465 | CUMB1 |  | Y | 2017-03-31 | RDB_APP | 2017-03-31 | RDB_APP | 2017-03-31 | 2958465 | TO - Scottish Power Transmission Ltd | CUMBERNAULD | 33kV
CUPA1 | CUPAR 132KV |  | 2017-03-31 | 2958465 |  |  | Y | 2017-03-31 | RDB_APP | 2017-03-31 | RDB_APP | 2017-03-31 | 2958465 | TO - Scottish Power Transmission Ltd | CUPAR | 132kV
CUPA3 | CUPAR 33KV |  | 2017-03-31 | 2958465 | CUPA1 |  | Y | 2017-03-31 | RDB_APP | 2017-03-31 | RDB_APP | 2017-03-31 | 2958465 | TO - Scottish Power Transmission Ltd | CUPAR | 33kV
CURR1 | CURRIE 132KV |  | 2017-03-31 | 2958465 | BROX1 |  | Y | 2017-03-31 | RDB_APP | 2017-03-31 | RDB_APP | 2017-03-31 | 2958465 | TO - Scottish Power Transmission Ltd | CURRIE | 132kV
CURR2 | CURRIE 275KV |  | 2017-03-31 | 2958465 | COCK2 |  | Y | 2017-03-31 | RDB_APP | 2017-03-31 | RDB_APP | 2017-03-31 | 2958465 | TO - Scottish Power Transmission Ltd | CURRIE | 275kV
CURR3 | CURRIE 33KV |  | 2017-03-31 | 2958465 |  |  | Y | 2017-03-31 | RDB_APP | 2017-03-31 | RDB_APP | 2017-03-31 | 2958465 | Unknown | CURRIE | 33kV
CURR5 | CURRIE 11KV |  | 2017-03-31 | 2958465 | CURR1 |  | Y | 2017-03-31 | RDB_APP | 2017-03-31 | RDB_APP | 2017-03-31 | 2958465 | TO - Scottish Power Transmission Ltd | CURRIE | 11kV
CWMB1 | CWMBRAN 132KV |  | 2017-03-31 | 2958465 |  |  | Y | 2017-03-31 | RDB_APP | 2017-03-31 | RDB_APP | 2017-03-31 | 2958465 | DNO - WPD South Wales | CWMBRAN | 132kV
CWMB3 | CWMBRAN 33KV |  | 2017-03-31 | 2958465 |  |  | Y | 2017-03-31 | RDB_APP | 2017-03-31 | RDB_APP | 2017-03-31 | 2958465 | Unknown | CWMBRAN | 33kV
CWMB5 | CWMBRAN 11KV |  | 2017-03-31 | 2958465 |  |  | Y | 2017-03-31 | RDB_APP | 2017-03-31 | RDB_APP | 2017-03-31 | 2958465 | DNO - WPD South Wales | CWMBRAN | 11kV
CWMD3 | CWM DYLI SITE POWER 33KV |  | 2017-03-31 | 2958465 |  |  | Y | 2017-03-31 | RDB_APP | 2017-03-31 | RDB_APP | 2017-03-31 | 2958465 | DNO - SP MANWEB(Scottish Power) | CWM DYLI SITE POWER | 33kV
CWMD8 | CWM DYLI SITE POWER 6.6KV |  | 2017-03-31 | 2958465 |  |  | Y | 2017-03-31 | RDB_APP | 2017-03-31 | RDB_APP | 2017-03-31 | 2958465 | DNO - SP MANWEB(Scottish Power) | CWM DYLI SITE POWER | 6.6kV
DAAS2 | DALLAS SUBSTATION 275KV |  | 2017-03-31 | 2958465 | BEAU2 |  | Y | 2017-03-31 | RDB_APP | 2017-03-31 | RDB_APP | 2017-03-31 | 2958465 | TO - Scottish Hydro Electric Transmission Ltd | DALLAS SUBSTATION | 275kV
DAAS3 | DALLAS SUBSTATION 33KV |  | 2017-03-31 | 2958465 | DAAS2 |  | Y | 2017-03-31 | RDB_APP | 2017-03-31 | RDB_APP | 2017-03-31 | 2958465 | DNO - Scottish & Southern Energy DNO Scotland | DALLAS SUBSTATION | 33kV
DAED4 | Daedalus 400kV Substation |  | 2017-10-25 |  |  | This code is for IFA2 interconnector. | Y | 2017-10-25 | derek.young | 2017-10-25 | Brian.Katerere | 2017-10-25 |  | TO - National Grid Electricity Transmission | Daedalus 400kV Converter Station | 400kV
DAIN2 | DAINES 275KV |  | 2017-03-31 | 2958465 |  |  | Y | 2017-03-31 | RDB_APP | 2017-03-31 | RDB_APP | 2017-03-31 | 2958465 | TO - National Grid Electricity Transmission | DAINES | 275kV
DAIN4 | DAINES 400KV |  | 2017-03-31 | 2958465 |  |  | Y | 2017-03-31 | RDB_APP | 2017-03-31 | RDB_APP | 2017-03-31 | 2958465 | TO - National Grid Electricity Transmission | DAINES | 400kV
DALA1 | DALLAM 132KV |  | 2017-03-31 | 2958465 |  |  | Y | 2017-03-31 | RDB_APP | 2017-03-31 | RDB_APP | 2017-03-31 | 2958465 | DNO - SP MANWEB(Scottish Power) | DALLAM | 132kV
DALA3 | DALLAM 33KV |  | 2017-03-31 | 2958465 |  |  | Y | 2017-03-31 | RDB_APP | 2017-03-31 | RDB_APP | 2017-03-31 | 2958465 | DNO - SP MANWEB(Scottish Power) | DALLAM | 33kV
DALC3 | DALCHONZIE 33KV |  | 2017-03-31 | 2958465 |  |  | Y | 2017-03-31 | RDB_APP | 2017-03-31 | RDB_APP | 2017-03-31 | 2958465 | DNO - Scottish & Southern Energy DNO Scotland | DALCHONZIE | 33kV
DALC8 | DALCHONZIE 6.6KV |  | 2017-03-31 | 2958465 |  |  | Y | 2017-03-31 | RDB_APP | 2017-03-31 | RDB_APP | 2017-03-31 | 2958465 | DNO - Scottish & Southern Energy DNO Scotland | DALCHONZIE | 6.6kV
DALK1 | DALKEITH 132KV |  | 2017-03-31 | 2958465 | DALK2 |  | Y | 2017-03-31 | RDB_APP | 2017-03-31 | RDB_APP | 2017-03-31 | 2958465 | Unknown | DALKEITH | 132kV
DALK2 | DALKEITH 275KV |  | 2017-03-31 | 2958465 | COCK2 |  | Y | 2017-03-31 | RDB_APP | 2017-03-31 | RDB_APP | 2017-03-31 | 2958465 | TO - Scottish Power Transmission Ltd | DALKEITH | 275kV
DALL2 | DALMALLY 275KV |  | 2017-03-31 | 2958465 | ARDB2 |  | Y | 2017-03-31 | RDB_APP | 2017-03-31 | RDB_APP | 2017-03-31 | 2958465 | TO - Scottish Power Transmission Ltd | DALMALLY | 275kV
DALM1 | DALMARNOCK 132KV |  | 2017-03-31 | 2958465 | CATY1 |  | Y | 2017-03-31 | RDB_APP | 2017-03-31 | RDB_APP | 2017-03-31 | 2958465 | TO - Scottish Power Transmission Ltd | DALMARNOCK | 132kV
DALM2 | DALMARNOCK 275KV |  | 2017-03-31 | 2958465 | CHAS2 |  | Y | 2017-03-31 | RDB_APP | 2017-03-31 | RDB_APP | 2017-03-31 | 2958465 | TO - Scottish Power Transmission Ltd | DALMARNOCK | 275kV
DALM3 | DALMARNOCK 33KV |  | 2017-03-31 | 2958465 | DALM1 |  | Y | 2017-03-31 | RDB_APP | 2017-03-31 | RDB_APP | 2017-03-31 | 2958465 | DNO - Scottish Power DNO Scotland | DALMARNOCK | 33kV
DALQ1 | Dalquhandy Wind Farm 132kV | John Macinnes | 2017-10-25 |  |  |  | Y | 2017-10-25 | derek.young | 2017-10-25 | Brian.Katerere | 2017-10-25 |  | TO - Scottish Power Transmission Ltd | Dalquhandy Wind Farm | 132kV
DALR2 | DALREOCH 275KV |  | 2017-03-31 | 2958465 |  |  | Y | 2017-03-31 | RDB_APP | 2017-03-31 | RDB_APP | 2017-03-31 | 2958465 | TO - Scottish Power Transmission Ltd | DALREOCH FEEDER STATION | 275kV
DALS3 | DALSWINTON 33KV |  | 2017-03-31 | 2958465 | DALS3 |  | Y | 2017-03-31 | RDB_APP | 2017-03-31 | RDB_APP | 2017-03-31 | 2958465 | DNO - Scottish Power DNO Scotland | DALSWINTON | 33kV
DAMC4 | DAMHEAD CREEK 400KV |  | 2017-03-31 | 2958465 |  |  | Y | 2017-03-31 | RDB_APP | 2017-03-31 | RDB_APP | 2017-03-31 | 2958465 | TO - National Grid Electricity Transmission | DAMHEAD CREEK | 400kV
DAMC8 | DAMHEAD CREEK 6.6KV |  | 2017-03-31 | 2958465 |  |  | Y | 2017-03-31 | RDB_APP | 2017-03-31 | RDB_APP | 2017-03-31 | 2958465 | TO - National Grid Electricity Transmission | DAMHEAD CREEK | 6.6kV
DANS1 | DANE STREET 132KV |  | 2017-03-31 | 2958465 |  |  | Y | 2017-03-31 | RDB_APP | 2017-03-31 | RDB_APP | 2017-03-31 | 2958465 | DNO - ENW (Electric North-West) | DANE STREET | 132kV
DANS3 | DANE STREET 33KV |  | 2017-03-31 | 2958465 |  |  | Y | 2017-03-31 | RDB_APP | 2017-03-31 | RDB_APP | 2017-03-31 | 2958465 | DNO - ENW (Electric North-West) | DANE STREET | 33kV
DARC1 | DARLINGTON CENTRAL 132KV |  | 2017-03-31 | 2958465 |  |  | Y | 2017-03-31 | RDB_APP | 2017-03-31 | RDB_APP | 2017-03-31 | 2958465 | DNO - NPG North East (Northen Power Grid) | DARLINGTON CENTRAL | 132kV
DARC3 | DARLINGTON CENTRAL 33KV |  | 2017-03-31 | 2958465 |  |  | Y | 2017-03-31 | RDB_APP | 2017-03-31 | RDB_APP | 2017-03-31 | 2958465 | DNO - NPG North East (Northen Power Grid) | DARLINGTON CENTRAL | 33kV
DARL1 | DARLINGTON 132KV |  | 2017-03-31 | 2958465 |  |  | Y | 2017-03-31 | RDB_APP | 2017-03-31 | RDB_APP | 2017-03-31 | 2958465 | DNO - NPG North East (Northen Power Grid) | DARLINGTON | 132kV
DARL5 | DARLINGTON 11KV |  | 2017-03-31 | 2958465 |  |  | Y | 2017-03-31 | RDB_APP | 2017-03-31 | RDB_APP | 2017-03-31 | 2958465 | DNO - NPG North East (Northen Power Grid) | DARLINGTON | 11kV
DARN1 | DARLINGTON NORTH 132KV |  | 2017-03-31 | 2958465 |  |  | Y | 2017-03-31 | RDB_APP | 2017-03-31 | RDB_APP | 2017-03-31 | 2958465 | DNO - NPG North East (Northen Power Grid) | DARLINGTON NORTH | 132kV
DARN3 | DARLINGTON NORTH 33KV |  | 2017-03-31 | 2958465 |  |  | Y | 2017-03-31 | RDB_APP | 2017-03-31 | RDB_APP | 2017-03-31 | 2958465 | DNO - NPG North East (Northen Power Grid) | DARLINGTON NORTH | 33kV
DART1 | DARTFORD CABLE TUNNEL 132KV |  | 2017-03-31 | 2958465 |  |  | Y | 2017-03-31 | RDB_APP | 2017-03-31 | RDB_APP | 2017-03-31 | 2958465 | DNO - UK Power Networks Central | DARTFORD CABLE TUNNEL | 132kV
DART3 | DARTFORD CABLE TUNNEL 33KV |  | 2017-03-31 | 2958465 |  |  | Y | 2017-03-31 | RDB_APP | 2017-03-31 | RDB_APP | 2017-03-31 | 2958465 | DNO - UK Power Networks Central | DARTFORD CABLE TUNNEL | 33kV
DART5 | DARTFORD CABLE TUNNEL 11KV |  | 2017-03-31 | 2958465 |  |  | Y | 2017-03-31 | RDB_APP | 2017-03-31 | RDB_APP | 2017-03-31 | 2958465 | DNO - UK Power Networks Central | DARTFORD CABLE TUNNEL | 11kV
DART7 | DARTFORD CABLE TUNNEL 22KV |  | 2017-03-31 | 2958465 |  |  | Y | 2017-03-31 | RDB_APP | 2017-03-31 | RDB_APP | 2017-03-31 | 2958465 | DNO - UK Power Networks Central | DARTFORD CABLE TUNNEL | 22kV
DAVE1 | DAVENTRY - EAST MIDLANDS ELECTRICITY 132KV |  | 2017-03-31 | 2958465 |  |  | Y | 2017-03-31 | RDB_APP | 2017-03-31 | RDB_APP | 2017-03-31 | 2958465 | DNO - WPD East Midlands | DAVENTRY - EAST MIDLANDS ELECTRICITY | 132kV
DAVE3 | DAVENTRY - EAST MIDLANDS ELECTRICITY 33KV |  | 2017-03-31 | 2958465 |  |  | Y | 2017-03-31 | RDB_APP | 2017-03-31 | RDB_APP | 2017-03-31 | 2958465 | DNO - WPD East Midlands | DAVENTRY - EAST MIDLANDS ELECTRICITY | 33kV
DEAN1 | DEANIE 132KV |  | 2017-03-31 | 2958465 | CULL1 |  | Y | 2017-03-31 | RDB_APP | 2017-03-31 | RDB_APP | 2017-03-31 | 2958465 | TO - Scottish Hydro Electric Transmission Ltd | DEANIE | 132kV
DEAN5 | DEANIE 11KV |  | 2017-03-31 | 2958465 | DEAN1 |  | Y | 2017-03-31 | RDB_APP | 2017-03-31 | RDB_APP | 2017-03-31 | 2958465 | DNO - Scottish & Southern Energy DNO Scotland | DEANIE | 11kV
DEES1 | DEESIDE 132KV |  | 2017-03-31 | 2958465 |  |  | Y | 2017-03-31 | RDB_APP | 2017-03-31 | RDB_APP | 2017-03-31 | 2958465 | Unknown | DEESIDE | 132kV
DEES4 | DEESIDE 400KV |  | 2017-03-31 | 2958465 |  |  | Y | 2017-03-31 | RDB_APP | 2017-03-31 | RDB_APP | 2017-03-31 | 2958465 | TO - National Grid Electricity Transmission | DEESIDE | 400kV
DEES8 | DEESIDE 6.6KV |  | 2017-03-31 | 2958465 |  |  | Y | 2017-03-31 | RDB_APP | 2017-03-31 | RDB_APP | 2017-03-31 | 2958465 | TO - National Grid Electricity Transmission | DEESIDE | 6.6kV
DEGR1 | DEPTFORD GRID 132KV |  | 2017-03-31 | 2958465 |  |  | Y | 2017-03-31 | RDB_APP | 2017-03-31 | RDB_APP | 2017-03-31 | 2958465 | DNO - UK Power Networks Central | DEPTFORD GRID | 132kV
DEGR5 | DEPTFORD GRID 11KV |  | 2017-03-31 | 2958465 |  |  | Y | 2017-03-31 | RDB_APP | 2017-03-31 | RDB_APP | 2017-03-31 | 2958465 | DNO - UK Power Networks Central | DEPTFORD GRID | 11kV
DEGR7 | DEPTFORD GRID 22KV |  | 2017-03-31 | 2958465 |  |  | Y | 2017-03-31 | RDB_APP | 2017-03-31 | RDB_APP | 2017-03-31 | 2958465 | DNO - UK Power Networks Central | DEPTFORD GRID | 22kV
DELL1 | DELL 132KV |  | 2017-03-31 | 2958465 | DELL1 |  | Y | 2017-03-31 | RDB_APP | 2017-03-31 | RDB_APP | 2017-03-31 | 2958465 | Unknown | DELL | 132kV
DELL3 | DELL 33KV |  | 2017-03-31 | 2958465 |  |  | Y | 2017-03-31 | RDB_APP | 2017-03-31 | RDB_APP | 2017-03-31 | 2958465 | Unknown | DELL | 33kV
DENH1 | DENHAM 132KV |  | 2017-03-31 | 2958465 |  |  | Y | 2017-03-31 | RDB_APP | 2017-03-31 | RDB_APP | 2017-03-31 | 2958465 | DNO - SSE Southern | DENHAM | 132kV
DENH7 | DENHAM 22KV |  | 2017-03-31 | 2958465 |  |  | Y | 2017-03-31 | RDB_APP | 2017-03-31 | RDB_APP | 2017-03-31 | 2958465 | DNO - SSE Southern | DENHAM | 22kV
DENN1 | DENNY NORTH 132KV |  | 2017-03-31 | 2958465 | BONN1 |  | Y | 2017-03-31 | RDB_APP | 2017-03-31 | RDB_APP | 2017-03-31 | 2958465 | TO - Scottish Power Transmission Ltd | DENNY NORTH | 132kV
DENN2 | DENNY NORTH 275KV |  | 2017-03-31 | 2958465 | BEAU2 |  | Y | 2017-03-31 | RDB_APP | 2017-03-31 | RDB_APP | 2017-03-31 | 2958465 | TO - Scottish Power Transmission Ltd | DENNY NORTH | 275kV
DENN4 | DENNY NORTH 400KV |  | 2017-03-31 | 2958465 | BONB4 |  | Y | 2017-03-31 | RDB_APP | 2017-03-31 | RDB_APP | 2017-03-31 | 2958465 | TO - Scottish Power Transmission Ltd | DENNY NORTH | 400kV
DENS1 | DENSIDE 132KV |  | 2017-03-31 | 2958465 | ARBR1 |  | Y | 2017-03-31 | RDB_APP | 2017-03-31 | RDB_APP | 2017-03-31 | 2958465 | TO - Scottish Hydro Electric Transmission Ltd | DENSIDE | 132kV
DENS1T | DENSIDE 132KV |  | 2017-03-31 | 2958465 |  |  | Y | 2017-03-31 | RDB_APP | 2017-03-31 | RDB_APP | 2017-03-31 | 2958465 | TO - Scottish Hydro Electric Transmission Ltd | DENSIDE | 132kV
DEPA1 | DEESIDE PARK 132KV |  | 2017-03-31 | 2958465 |  |  | Y | 2017-03-31 | RDB_APP | 2017-03-31 | RDB_APP | 2017-03-31 | 2958465 | DNO - SP MANWEB(Scottish Power) | DEESIDE PARK | 132kV
DEPA3 | DEESIDE PARK 33KV |  | 2017-03-31 | 2958465 |  |  | Y | 2017-03-31 | RDB_APP | 2017-03-31 | RDB_APP | 2017-03-31 | 2958465 | DNO - SP MANWEB(Scottish Power) | DEESIDE PARK | 33kV
DERB1 | DERBY 132KV |  | 2017-03-31 | 2958465 |  |  | Y | 2017-03-31 | RDB_APP | 2017-03-31 | RDB_APP | 2017-03-31 | 2958465 | DNO - WPD East Midlands | DERBY | 132kV
DERB3 | DERBY 33KV |  | 2017-03-31 | 2958465 |  |  | Y | 2017-03-31 | RDB_APP | 2017-03-31 | RDB_APP | 2017-03-31 | 2958465 | DNO - WPD East Midlands | DERBY | 33kV
DERB5 | DERBY 11KV |  | 2017-03-31 | 2958465 |  |  | Y | 2017-03-31 | RDB_APP | 2017-03-31 | RDB_APP | 2017-03-31 | 2958465 | DNO - WPD East Midlands | DERBY | 11kV
DERS1 | DERBY SOUTH 132KV |  | 2017-03-31 | 2958465 | NECU1 |  | Y | 2017-03-31 | RDB_APP | 2017-03-31 | RDB_APP | 2017-03-31 | 2958465 | DNO - WPD East Midlands | DERBY SOUTH | 132kV
DERS3 | DERBY SOUTH 33KV |  | 2017-03-31 | 2958465 | DESA1 |  | Y | 2017-03-31 | RDB_APP | 2017-03-31 | RDB_APP | 2017-03-31 | 2958465 | DNO - WPD East Midlands | DERBY SOUTH | 33kV
DERW1 | DERWENT POWER 132KV |  | 2017-03-31 | 2958465 |  |  | Y | 2017-03-31 | RDB_APP | 2017-03-31 | RDB_APP | 2017-03-31 | 2958465 | PS - International Power Plc | DERWENT POWER | 132kV
DERW8 | DERWENT POWER 6.6KV |  | 2017-03-31 | 2958465 |  |  | Y | 2017-03-31 | RDB_APP | 2017-03-31 | RDB_APP | 2017-03-31 | 2958465 | DNO - WPD East Midlands | DERWENT POWER | 6.6kV
DESA1 | DERSALLOCH 132KV |  | 2017-03-31 | 2958465 | DERS1 |  | Y | 2017-03-31 | RDB_APP | 2017-03-31 | RDB_APP | 2017-03-31 | 2958465 | TO - Scottish Power Transmission Ltd | DERSALLOCH | 132kV
DESA3 | DERSALLOCH 33KV |  | 2017-03-31 | 2958465 | DERS3 |  | Y | 2017-03-31 | RDB_APP | 2017-03-31 | RDB_APP | 2017-03-31 | 2958465 | DNO - Scottish Power DNO Scotland | DERSALLOCH | 33kV
DEUC3 | DEUCHERAN HILL 33KV |  | 2017-03-31 | 2958465 | CAAD3 |  | Y | 2017-03-31 | RDB_APP | 2017-03-31 | RDB_APP | 2017-03-31 | 2958465 | DNO - Scottish & Southern Energy DNO Scotland | DEUCHERAN HILL | 33kV
DEVM1 | DEVOL MOOR 132KV |  | 2017-03-31 | 2958465 | DEVM1 |  | Y | 2017-03-31 | RDB_APP | 2017-03-31 | RDB_APP | 2017-03-31 | 2958465 | TO - Scottish Power Transmission Ltd | DEVOL MOOR | 132kV
DEVM2 | DEVOL MOOR 275KV |  | 2017-03-31 | 2958465 |  |  | Y | 2017-03-31 | RDB_APP | 2017-03-31 | RDB_APP | 2017-03-31 | 2958465 | TO - Scottish Power Transmission Ltd | DEVOL MOOR | 275kV
DEVM3 | DEVOL MOOR 33KV |  | 2017-03-31 | 2958465 | DEVM1 |  | Y | 2017-03-31 | RDB_APP | 2017-03-31 | RDB_APP | 2017-03-31 | 2958465 | TO - Scottish Power Transmission Ltd | DEVOL MOOR | 33kV
DEVM4 | DEVOL MOOR 400KV |  | 2017-03-31 | 2958465 | DEVM4 |  | Y | 2017-03-31 | RDB_APP | 2017-03-31 | RDB_APP | 2017-03-31 | 2958465 | TO - Scottish Power Transmission Ltd | DEVOL MOOR | 400kV
DEVO1 | DEVONSIDE 132KV |  | 2017-03-31 | 2958465 |  |  | Y | 2017-03-31 | RDB_APP | 2017-03-31 | RDB_APP | 2017-03-31 | 2958465 | TO - Scottish Power Transmission Ltd | DEVONSIDE | 132kV
DEVO3 | DEVONSIDE 33KV |  | 2017-03-31 | 2958465 | DEVO1 |  | Y | 2017-03-31 | RDB_APP | 2017-03-31 | RDB_APP | 2017-03-31 | 2958465 | TO - Scottish Power Transmission Ltd | DEVONSIDE | 33kV
DEWP2 | DEWAR PLACE 275KV |  | 2017-03-31 | 2958465 |  |  | Y | 2017-03-31 | RDB_APP | 2017-03-31 | RDB_APP | 2017-03-31 | 2958465 | TO - Scottish Power Transmission Ltd | DEWAR PLACE | 275kV
DEWP3 | DEWAR PLACE 33KV |  | 2017-03-31 | 2958465 | DEWP2 |  | Y | 2017-03-31 | RDB_APP | 2017-03-31 | RDB_APP | 2017-03-31 | 2958465 | TO - Scottish Power Transmission Ltd | DEWAR PLACE | 33kV
DIDB8 | PEAK GEN POWER LTD, DIDCOT 6.6KV |  | 2017-03-31 | 2958465 |  |  | Y | 2017-03-31 | RDB_APP | 2017-03-31 | RDB_APP | 2017-03-31 | 2958465 | TO - National Grid Electricity Transmission | PEAK GEN POWER LTD, DIDCOT | 6.6kV
DIDC1 | DIDCOT 132KV |  | 2017-03-31 | 2958465 |  |  | Y | 2017-03-31 | RDB_APP | 2017-03-31 | RDB_APP | 2017-03-31 | 2958465 | DNO - SSE Southern | DIDCOT | 132kV
DIDC3R | DIDCOT 33KV |  | 2017-03-31 | 2958465 |  |  | Y | 2017-03-31 | RDB_APP | 2017-03-31 | RDB_APP | 2017-03-31 | 2958465 | Unknown | DIDCOT | 33kV
DIDC4 | DIDCOT 400KV |  | 2017-03-31 | 2958465 |  |  | Y | 2017-03-31 | RDB_APP | 2017-03-31 | RDB_APP | 2017-03-31 | 2958465 | TO - National Grid Electricity Transmission | DIDCOT | 400kV
DIDC5 | DIDCOT 11KV |  | 2017-03-31 | 2958465 |  |  | Y | 2017-03-31 | RDB_APP | 2017-03-31 | RDB_APP | 2017-03-31 | 2958465 | DNO - SSE Southern | DIDCOT | 11kV
DIDC8 | DIDCOT 6.6KV |  | 2017-03-31 | 2958465 |  |  | Y | 2017-03-31 | RDB_APP | 2017-03-31 | RDB_APP | 2017-03-31 | 2958465 | DNO - SSE Southern | DIDCOT | 6.6kV
DINO4 | DINORWIG 400KV |  | 2017-03-31 | 2958465 |  |  | Y | 2017-03-31 | RDB_APP | 2017-03-31 | RDB_APP | 2017-03-31 | 2958465 | TO - National Grid Electricity Transmission | DINORWIG | 400kV
DINO8 | DINORWIG 6.6KV |  | 2017-03-31 | 2958465 |  |  | Y | 2017-03-31 | RDB_APP | 2017-03-31 | RDB_APP | 2017-03-31 | 2958465 | TO - National Grid Electricity Transmission | DINORWIG | 6.6kV
DINW4 | DINGLEY WOOD 400KV |  | 2017-03-31 | 2958465 |  |  | Y | 2017-03-31 | RDB_APP | 2017-03-31 | RDB_APP | 2017-03-31 | 2958465 | TO - National Grid Electricity Transmission | DINGLEY WOOD | 400kV
DINW7 | DINGLEY WOOD 22KV |  | 2017-03-31 | 2958465 |  |  | Y | 2017-03-31 | RDB_APP | 2017-03-31 | RDB_APP | 2017-03-31 | 2958465 | Unknown | DINGLEY WOOD | 22kV
DISS1 | DISS 132KV |  | 2017-03-31 | 2958465 |  |  | Y | 2017-03-31 | RDB_APP | 2017-03-31 | RDB_APP | 2017-03-31 | 2958465 | DNO - UK Power Networks Eastern | DISS | 132kV
DISS3 | DISS 33KV |  | 2017-03-31 | 2958465 |  |  | Y | 2017-03-31 | RDB_APP | 2017-03-31 | RDB_APP | 2017-03-31 | 2958465 | DNO - UK Power Networks Eastern | DISS | 33kV
DIST3 | DISTINGTON 33KV |  | 2017-03-31 | 2958465 |  |  | Y | 2017-03-31 | RDB_APP | 2017-03-31 | RDB_APP | 2017-03-31 | 2958465 | DNO - SP MANWEB(Scottish Power) | DISTINGTON | 33kV
DITN1 | DISTINGTON TEE 132KV |  | 2017-03-31 | 2958465 |  |  | Y | 2017-03-31 | RDB_APP | 2017-03-31 | RDB_APP | 2017-03-31 | 2958465 | DNO - ENW (Electric North-West) | DISTINGTON TEE | 132kV
DITT1 | DITTON 132KV |  | 2017-03-31 | 2958465 |  |  | Y | 2017-03-31 | RDB_APP | 2017-03-31 | RDB_APP | 2017-03-31 | 2958465 | DNO - SP MANWEB(Scottish Power) | DITTON | 132kV
DNGB8 | DUNGENESS B *GENSET* 6.6KV |  | 2017-03-31 | 2958465 |  |  | Y | 2017-03-31 | RDB_APP | 2017-03-31 | RDB_APP | 2017-03-31 | 2958465 | TO - National Grid Electricity Transmission | DUNGENESS B *GENSET* | 6.6kV
DOLG1 | DOLGARROG 132KV |  | 2017-03-31 | 2958465 |  |  | Y | 2017-03-31 | RDB_APP | 2017-03-31 | RDB_APP | 2017-03-31 | 2958465 | DNO - SP MANWEB(Scottish Power) | DOLGARROG | 132kV
DOLG3 | DOLGARROG 33KV |  | 2017-03-31 | 2958465 |  |  | Y | 2017-03-31 | RDB_APP | 2017-03-31 | RDB_APP | 2017-03-31 | 2958465 | DNO - SP MANWEB(Scottish Power) | DOLGARROG | 33kV
DONC1 | DONCASTER CENTRAL 132KV |  | 2017-03-31 | 2958465 |  |  | Y | 2017-03-31 | RDB_APP | 2017-03-31 | RDB_APP | 2017-03-31 | 2958465 | DNO - NPG Yorkshire (Northen Power Grid) | DONCASTER CENTRAL | 132kV
DONC3 | DONCASTER CENTRAL 33KV |  | 2017-03-31 | 2958465 |  |  | Y | 2017-03-31 | RDB_APP | 2017-03-31 | RDB_APP | 2017-03-31 | 2958465 | DNO - NPG Yorkshire (Northen Power Grid) | DONCASTER CENTRAL | 33kV
DONC7 | DONCASTER CENTRAL 25KV |  | 2017-03-31 | 2958465 |  |  | Y | 2017-03-31 | RDB_APP | 2017-03-31 | RDB_APP | 2017-03-31 | 2958465 | DNO - NPG Yorkshire (Northen Power Grid) | DONCASTER CENTRAL | 22kV
DONR1 | DONCASTER 132KV |  | 2017-03-31 | 2958465 |  |  | Y | 2017-03-31 | RDB_APP | 2017-03-31 | RDB_APP | 2017-03-31 | 2958465 | DNO - NPG Yorkshire (Northen Power Grid) | DONCASTER | 132kV
DONR6 | DONCASTER 66KV |  | 2017-03-31 | 2958465 |  |  | Y | 2017-03-31 | RDB_APP | 2017-03-31 | RDB_APP | 2017-03-31 | 2958465 | DNO - NPG Yorkshire (Northen Power Grid) | DONCASTER | 66kV
DORM1 | DORMANSLAND 132KV |  | 2017-03-31 | 2958465 |  |  | Y | 2017-03-31 | RDB_APP | 2017-03-31 | RDB_APP | 2017-03-31 | 2958465 | DNO - UK Power Networks South East | DORMANSLAND | 132kV
DORM3 | DORMANSLAND 33KV |  | 2017-03-31 | 2958465 |  |  | Y | 2017-03-31 | RDB_APP | 2017-03-31 | RDB_APP | 2017-03-31 | 2958465 | DNO - UK Power Networks South East | DORMANSLAND | 33kV
DOUN1 | DOUNREAY 132KV |  | 2017-03-31 | 2958465 |  |  | Y | 2017-03-31 | RDB_APP | 2017-03-31 | RDB_APP | 2017-03-31 | 2958465 | TO - Scottish Hydro Electric Transmission Ltd | DOUNREAY | 132kV
DOUN2 | DOUNREAY 275KV |  | 2017-03-31 | 2958465 | ARDR2 |  | Y | 2017-03-31 | RDB_APP | 2017-03-31 | RDB_APP | 2017-03-31 | 2958465 | TO - Scottish Hydro Electric Transmission Ltd | DOUNREAY | 275kV
DOUN3 | DOUNREAY 33KV |  | 2017-03-31 | 2958465 | DOUN1 |  | Y | 2017-03-31 | RDB_APP | 2017-03-31 | RDB_APP | 2017-03-31 | 2958465 | DNO - Scottish & Southern Energy DNO Scotland | DOUNREAY | 33kV
DOUN5 | DOUNREAY 11KV |  | 2017-03-31 | 2958465 | DOUN1 |  | Y | 2017-03-31 | RDB_APP | 2017-03-31 | RDB_APP | 2017-03-31 | 2958465 | DNO - Scottish & Southern Energy DNO Scotland | DOUNREAY | 11kV
DOWC1 | DOW CORNING CHP 132KV |  | 2017-03-31 | 2958465 |  |  | Y | 2017-03-31 | RDB_APP | 2017-03-31 | RDB_APP | 2017-03-31 | 2958465 | DNO - WPD South Wales | DOW CORNING CHP | 132kV
DOWC5 | DOW CORNING CHP 11KV |  | 2017-03-31 | 2958465 |  |  | Y | 2017-03-31 | RDB_APP | 2017-03-31 | RDB_APP | 2017-03-31 | 2958465 | DNO - WPD South Wales | DOW CORNING CHP | 11kV
DOWL1 | DOWLAIS 132KV |  | 2017-03-31 | 2958465 |  |  | Y | 2017-03-31 | RDB_APP | 2017-03-31 | RDB_APP | 2017-03-31 | 2958465 | DNO - WPD South Wales | DOWLAIS | 132kV
DOWL3 | DOWLAIS 33KV |  | 2017-03-31 | 2958465 |  |  | Y | 2017-03-31 | RDB_APP | 2017-03-31 | RDB_APP | 2017-03-31 | 2958465 | DNO - WPD South Wales | DOWLAIS | 33kV
DOWX1 | DOWLAIS T 132KV |  | 2017-03-31 | 2958465 |  |  | Y | 2017-03-31 | RDB_APP | 2017-03-31 | RDB_APP | 2017-03-31 | 2958465 | DNO - WPD South Wales | DOWLAIS T | 132kV
DRAK1 | DRAKELOW 132KV |  | 2017-03-31 | 2958465 |  |  | Y | 2017-03-31 | RDB_APP | 2017-03-31 | RDB_APP | 2017-03-31 | 2958465 | TO - National Grid Electricity Transmission | DRAKELOW | 132kV
DRAK2 | DRAKELOW 275KV |  | 2017-03-31 | 2958465 |  |  | Y | 2017-03-31 | RDB_APP | 2017-03-31 | RDB_APP | 2017-03-31 | 2958465 | TO - National Grid Electricity Transmission | DRAKELOW | 275kV
DRAK4 | DRAKELOW 400KV |  | 2017-03-31 | 2958465 |  |  | Y | 2017-03-31 | RDB_APP | 2017-03-31 | RDB_APP | 2017-03-31 | 2958465 | TO - National Grid Electricity Transmission | DRAKELOW | 400kV
DRAK5 | DRAKELOW 11KV |  | 2017-03-31 | 2958465 |  |  | Y | 2017-03-31 | RDB_APP | 2017-03-31 | RDB_APP | 2017-03-31 | 2958465 | TO - National Grid Electricity Transmission | DRAKELOW | 11kV
DRAK8 | DRAKELOW 6.6KV |  | 2017-03-31 | 2958465 |  |  | Y | 2017-03-31 | RDB_APP | 2017-03-31 | RDB_APP | 2017-03-31 | 2958465 | TO - National Grid Electricity Transmission | DRAKELOW | 6.6kV
DRAX1 | DRAX 132KV |  | 2017-03-31 | 2958465 |  |  | Y | 2017-03-31 | RDB_APP | 2017-03-31 | RDB_APP | 2017-03-31 | 2958465 | TO - National Grid Electricity Transmission | DRAX | 132kV
DRAX4 | DRAX 400KV |  | 2017-03-31 | 2958465 |  |  | Y | 2017-03-31 | RDB_APP | 2017-03-31 | RDB_APP | 2017-03-31 | 2958465 | TO - National Grid Electricity Transmission | DRAX | 400kV
DRAX5 | DRAX 11KV |  | 2017-03-31 | 2958465 |  |  | Y | 2017-03-31 | RDB_APP | 2017-03-31 | RDB_APP | 2017-03-31 | 2958465 | TO - National Grid Electricity Transmission | DRAX | 11kV
DRAX8 | DRAX 6.6KV |  | 2017-03-31 | 2958465 |  |  | Y | 2017-03-31 | RDB_APP | 2017-03-31 | RDB_APP | 2017-03-31 | 2958465 | TO - National Grid Electricity Transmission | DRAX | 6.6kV
DRAY1 | DRAYTON 132KV |  | 2017-03-31 | 2958465 |  |  | Y | 2017-03-31 | RDB_APP | 2017-03-31 | RDB_APP | 2017-03-31 | 2958465 | DNO - SSE Southern | DRAYTON | 132kV
DRAY3 | DRAYTON 33KV |  | 2017-03-31 | 2958465 |  |  | Y | 2017-03-31 | RDB_APP | 2017-03-31 | RDB_APP | 2017-03-31 | 2958465 | DNO - SSE Southern | DRAYTON | 33kV
DRCR1 | DRUMCROSS 132KV |  | 2017-03-31 | 2958465 | BAGA1 |  | Y | 2017-03-31 | RDB_APP | 2017-03-31 | RDB_APP | 2017-03-31 | 2958465 | TO - Scottish Power Transmission Ltd | DRUMCROSS | 132kV
DRCR3 | DRUMCROSS 33KV |  | 2017-03-31 | 2958465 | DRCR1 |  | Y | 2017-03-31 | RDB_APP | 2017-03-31 | RDB_APP | 2017-03-31 | 2958465 | TO - Scottish Power Transmission Ltd | DRUMCROSS | 33kV
DRUM2 | DRUMCHAPEL 275KV |  | 2017-03-31 | 2958465 |  |  | Y | 2017-03-31 | RDB_APP | 2017-03-31 | RDB_APP | 2017-03-31 | 2958465 | TO - Scottish Power Transmission Ltd | DRUMCHAPEL | 275kV
DRUM3 | DRUMCHAPEL 33KV |  | 2017-03-31 | 2958465 | DRUM2 |  | Y | 2017-03-31 | RDB_APP | 2017-03-31 | RDB_APP | 2017-03-31 | 2958465 | TO - Scottish Power Transmission Ltd | DRUMCHAPEL | 33kV
DUBE1 | DUNBEATH 132KV |  | 2017-03-31 | 2958465 | BROR1 |  | Y | 2017-03-31 | RDB_APP | 2017-03-31 | RDB_APP | 2017-03-31 | 2958465 | TO - Scottish Hydro Electric Transmission Ltd | DUNBEATH | 132kV
DUBE3 | DUNBEATH 33KV |  | 2017-03-31 | 2958465 | DUBE1 |  | Y | 2017-03-31 | RDB_APP | 2017-03-31 | RDB_APP | 2017-03-31 | 2958465 | DNO - Scottish & Southern Energy DNO Scotland | DUNBEATH | 33kV
DUBR4 | DUNFORD BRIDGE S/S 400KV |  | 2017-03-31 | 2958465 |  |  | Y | 2017-03-31 | RDB_APP | 2017-03-31 | RDB_APP | 2017-03-31 | 2958465 | TO - National Grid Electricity Transmission | DUNFORD BRIDGE S/S | 400kV
DUDH1 | DUDHOPE 132KV |  | 2017-03-31 | 2958465 | CARP1 |  | Y | 2017-03-31 | RDB_APP | 2017-03-31 | RDB_APP | 2017-03-31 | 2958465 | TO - Scottish Hydro Electric Transmission Ltd | DUDHOPE | 132kV
DUDH3 | DUDHOPE 33KV |  | 2017-03-31 | 2958465 | DUDH1 |  | Y | 2017-03-31 | RDB_APP | 2017-03-31 | RDB_APP | 2017-03-31 | 2958465 | DNO - Scottish & Southern Energy DNO Scotland | DUDHOPE | 33kV
DUFF1 | DUFFRYN 132KV |  | 2017-03-31 | 2958465 |  |  | Y | 2017-03-31 | RDB_APP | 2017-03-31 | RDB_APP | 2017-03-31 | 2958465 | Unknown | DUFFRYN | 132kV
DUFF3 | DUFFRYN 33KV |  | 2017-03-31 | 2958465 |  |  | Y | 2017-03-31 | RDB_APP | 2017-03-31 | RDB_APP | 2017-03-31 | 2958465 | Unknown | DUFFRYN | 33kV
DUGR1 | DUNVEGAN GRID 132KV |  | 2017-03-31 | 2958465 | ARMO1 |  | Y | 2017-03-31 | RDB_APP | 2017-03-31 | RDB_APP | 2017-03-31 | 2958465 | TO - Scottish Hydro Electric Transmission Ltd | DUNVEGAN GRID | 132kV
DUGR3 | DUNVEGAN GRID 33KV |  | 2017-03-31 | 2958465 | DUGR1 |  | Y | 2017-03-31 | RDB_APP | 2017-03-31 | RDB_APP | 2017-03-31 | 2958465 | DNO - Scottish & Southern Energy DNO Scotland | DUNVEGAN GRID | 33kV
DUMF1 | DUMFRIES 132KV |  | 2017-03-31 | 2958465 | CHAP1 |  | Y | 2017-03-31 | RDB_APP | 2017-03-31 | RDB_APP | 2017-03-31 | 2958465 | TO - Scottish Power Transmission Ltd | DUMFRIES | 132kV
DUMF3 | DUMFRIES 33KV |  | 2017-03-31 | 2958465 | DUMF1 |  | Y | 2017-03-31 | RDB_APP | 2017-03-31 | RDB_APP | 2017-03-31 | 2958465 | DNO - Scottish Power DNO Scotland | DUMFRIES | 33kV
DUMF5 | DUMFRIES 11KV |  | 2017-03-31 | 2958465 | DUMF1 |  | Y | 2017-03-31 | RDB_APP | 2017-03-31 | RDB_APP | 2017-03-31 | 2958465 | DNO - Scottish Power DNO Scotland | DUMFRIES | 11kV
DUNB1 | DUNBAR 132KV |  | 2017-03-31 | 2958465 |  |  | Y | 2017-03-31 | RDB_APP | 2017-03-31 | RDB_APP | 2017-03-31 | 2958465 | TO - Scottish Power Transmission Ltd | DUNBAR | 132kV
DUNB3 | DUNBAR 33KV |  | 2017-03-31 | 2958465 | DUNB1 |  | Y | 2017-03-31 | RDB_APP | 2017-03-31 | RDB_APP | 2017-03-31 | 2958465 | DNO - Scottish Power DNO Scotland | DUNBAR | 33kV
DUNE1 | DUNLAW EXTENSION 132KV |  | 2017-03-31 | 2958465 | DUNE1 |  | Y | 2017-03-31 | RDB_APP | 2017-03-31 | RDB_APP | 2017-03-31 | 2958465 | TO - Scottish Power Transmission Ltd | DUNLAW EXTENSION | 132kV
DUNE3 | DUNLAW EXTENSION 33KV |  | 2017-03-31 | 2958465 | DUNE1 |  | Y | 2017-03-31 | RDB_APP | 2017-03-31 | RDB_APP | 2017-03-31 | 2958465 | TO - Scottish Power Transmission Ltd | DUNLAW EXTENSION | 33kV
DUNE8 | DUNLAW EXTENSION 6.6KV |  | 2017-03-31 | 2958465 | DUNE3 |  | Y | 2017-03-31 | RDB_APP | 2017-03-31 | RDB_APP | 2017-03-31 | 2958465 | TO - Scottish Power Transmission Ltd | DUNLAW EXTENSION | 6.6kV
DUNF1 | DUNFERMLINE 132KV |  | 2017-03-31 | 2958465 |  |  | Y | 2017-03-31 | RDB_APP | 2017-03-31 | RDB_APP | 2017-03-31 | 2958465 | TO - Scottish Power Transmission Ltd | DUNFERMLINE | 132kV
DUNF3 | DUNFERMLINE 33KV |  | 2017-03-31 | 2958465 | DUNF1 |  | Y | 2017-03-31 | RDB_APP | 2017-03-31 | RDB_APP | 2017-03-31 | 2958465 | TO - Scottish Power Transmission Ltd | DUNFERMLINE | 33kV
DUNG2 | DUNGENESS 275KV |  | 2017-03-31 | 2958465 |  |  | Y | 2017-03-31 | RDB_APP | 2017-03-31 | RDB_APP | 2017-03-31 | 2958465 | TO - National Grid Electricity Transmission | DUNGENESS | 275kV
DUNG4 | DUNGENESS 400KV |  | 2017-03-31 | 2958465 |  |  | Y | 2017-03-31 | RDB_APP | 2017-03-31 | RDB_APP | 2017-03-31 | 2958465 | TO - National Grid Electricity Transmission | DUNGENESS | 400kV
DUNG8 | DUNGENESS 6.6KV |  | 2017-03-31 | 2958465 |  |  | Y | 2017-03-31 | RDB_APP | 2017-03-31 | RDB_APP | 2017-03-31 | 2958465 | TO - National Grid Electricity Transmission | DUNGENESS | 6.6kV
DUNH1 | DUN HILL SUBSTATION 132KV |  | 2017-03-31 | 2958465 | BLAH1 |  | Y | 2017-03-31 | RDB_APP | 2017-03-31 | RDB_APP | 2017-03-31 | 2958465 | Unknown | DUN HILL SUBSTATION | 132kV
DUNH1A | DUN HILL SUBSTATION 132kV |  | 2017-09-14 |  |  | 132kV T-POINT | Y | 2017-09-14 | feng.ding | 2017-09-14 | derek.young | 2017-09-14 |  | TO - Scottish Power Transmission Ltd | DUN HILL SUBSTATION | 132kV
DUNH3 | DUN HILL SUBSTATION 33KV |  | 2017-03-31 | 2958465 | DUNH1 |  | Y | 2017-03-31 | RDB_APP | 2017-03-31 | RDB_APP | 2017-03-31 | 2958465 | Unknown | DUN HILL SUBSTATION | 33kV
DUNM1 | DUNMAGLASS 132KV |  | 2017-03-31 | 2958465 |  |  | Y | 2017-03-31 | RDB_APP | 2017-03-31 | RDB_APP | 2017-03-31 | 2958465 | TO - Scottish Hydro Electric Transmission Ltd | DUNMAGLASS | 132kV
DUNM3 | DUNMAGLASS 33KV |  | 2017-03-31 | 2958465 | DUNM2 |  | Y | 2017-03-31 | RDB_APP | 2017-03-31 | RDB_APP | 2017-03-31 | 2958465 | DNO - Scottish & Southern Energy DNO Scotland | DUNMAGLASS | 33kV
DUNO1 | DUNOON 132KV |  | 2017-03-31 | 2958465 |  |  | Y | 2017-03-31 | RDB_APP | 2017-03-31 | RDB_APP | 2017-03-31 | 2958465 | TO - Scottish Hydro Electric Transmission Ltd | DUNOON | 132kV
DUNO3 | DUNOON 33KV |  | 2017-03-31 | 2958465 | DUNO1 |  | Y | 2017-03-31 | RDB_APP | 2017-03-31 | RDB_APP | 2017-03-31 | 2958465 | DNO - Scottish & Southern Energy DNO Scotland | DUNOON | 33kV
DUNS1 | DUNSTON 132KV |  | 2017-03-31 | 2958465 |  |  | Y | 2017-03-31 | RDB_APP | 2017-03-31 | RDB_APP | 2017-03-31 | 2958465 | DNO - NPG North East (Northen Power Grid) | DUNSTON | 132kV
DUNS6 | DUNSTON 66KV |  | 2017-03-31 | 2958465 |  |  | Y | 2017-03-31 | RDB_APP | 2017-03-31 | RDB_APP | 2017-03-31 | 2958465 | DNO - NPG North East (Northen Power Grid) | DUNSTON | 66kV
DUTT1 | DUTTON 132KV |  | 2017-03-31 | 2958465 |  |  | Y | 2017-03-31 | RDB_APP | 2017-03-31 | RDB_APP | 2017-03-31 | 2958465 | DNO - SP MANWEB(Scottish Power) | DUTTON | 132kV
DUTT3 | DUTTON 33KV |  | 2017-03-31 | 2958465 |  |  | Y | 2017-03-31 | RDB_APP | 2017-03-31 | RDB_APP | 2017-03-31 | 2958465 | DNO - SP MANWEB(Scottish Power) | DUTTON | 33kV
DYCE1 | DYCE 132KV |  | 2017-03-31 | 2958465 | ABBA1 |  | Y | 2017-03-31 | RDB_APP | 2017-03-31 | RDB_APP | 2017-03-31 | 2958465 | TO - Scottish Hydro Electric Transmission Ltd | DYCE | 132kV
DYCE3 | DYCE 33KV |  | 2017-03-31 | 2958465 | DYCE1 |  | Y | 2017-03-31 | RDB_APP | 2017-03-31 | RDB_APP | 2017-03-31 | 2958465 | DNO - Scottish & Southern Energy DNO Scotland | DYCE | 33kV
EABE1 | EAST ABERTHAW 132KV |  | 2017-03-31 | 2958465 |  |  | Y | 2017-03-31 | RDB_APP | 2017-03-31 | RDB_APP | 2017-03-31 | 2958465 | DNO - WPD South Wales | EAST ABERTHAW | 132kV
EABE3 | EAST ABERTHAW 33KV |  | 2017-03-31 | 2958465 |  |  | Y | 2017-03-31 | RDB_APP | 2017-03-31 | RDB_APP | 2017-03-31 | 2958465 | DNO - WPD South Wales | EAST ABERTHAW | 33kV
EAHA1 | EARLHAM (FOR SHERINGHAM SHOAL WIND FARM) 132KV |  | 2017-03-31 | 2958465 |  |  | Y | 2017-03-31 | RDB_APP | 2017-03-31 | RDB_APP | 2017-03-31 | 2958465 | PS - STRATKRAFT | EARLHAM (FOR SHERRINGHAM SHOAL WIND FARM) | 132kV
EAHA3 | EARLHAM (FOR SHERINGHAM SHOAL WIND FARM) 33KV |  | 2017-03-31 | 2958465 |  |  | Y | 2017-03-31 | RDB_APP | 2017-03-31 | RDB_APP | 2017-03-31 | 2958465 | PS - STRATKRAFT | EARLHAM (FOR SHERRINGHAM SHOAL WIND FARM) | 33kV
EALI2 | EALING 275KV |  | 2017-03-31 | 2958465 |  |  | Y | 2017-03-31 | RDB_APP | 2017-03-31 | RDB_APP | 2017-03-31 | 2958465 | TO - National Grid Electricity Transmission | EALING | 275kV
EALI5 | EALING 11KV |  | 2017-03-31 | 2958465 |  |  | Y | 2017-03-31 | RDB_APP | 2017-03-31 | RDB_APP | 2017-03-31 | 2958465 | DNO - SSE Southern | EALING | 11kV
EALI6 | EALING 66KV |  | 2017-03-31 | 2958465 |  |  | Y | 2017-03-31 | RDB_APP | 2017-03-31 | RDB_APP | 2017-03-31 | 2958465 | TO - National Grid Electricity Transmission | EALING | 66kV
EALI7 | EALING 22KV |  | 2017-03-31 | 2958465 |  |  | Y | 2017-03-31 | RDB_APP | 2017-03-31 | RDB_APP | 2017-03-31 | 2958465 | DNO - SSE Southern | EALING | 22kV
EARB3 | EARLSBURN 33KV |  | 2017-03-31 | 2958465 | BONN3 |  | Y | 2017-03-31 | RDB_APP | 2017-03-31 | RDB_APP | 2017-03-31 | 2958465 | DNO - Scottish Power DNO Scotland | EARLSBURN | 33kV
EARB8 | EARLSBURN 6.6KV |  | 2017-03-31 | 2958465 | EARB3 |  | Y | 2017-03-31 | RDB_APP | 2017-03-31 | RDB_APP | 2017-03-31 | 2958465 | DNO - Scottish Power DNO Scotland | EARLSBURN | 6.6kV
EARS1 | EARL SOHAM TEE 132KV |  | 2017-03-31 | 2958465 |  |  | Y | 2017-03-31 | RDB_APP | 2017-03-31 | RDB_APP | 2017-03-31 | 2958465 | DNO - UK Power Networks Eastern | EARL SOHAM TEE | 132kV
EARS1A | EARL SOHAM TEE 132KV |  | 2017-03-31 | 2958465 |  |  | Y | 2017-03-31 | RDB_APP | 2017-03-31 | RDB_APP | 2017-03-31 | 2958465 | DNO - UK Power Networks Eastern | EARL SOHAM TEE | 132kV
EARS1B | EARL SOHAM TEE 132KV |  | 2017-03-31 | 2958465 |  |  | Y | 2017-03-31 | RDB_APP | 2017-03-31 | RDB_APP | 2017-03-31 | 2958465 | DNO - UK Power Networks Eastern | EARL SOHAM TEE | 132kV
EASA1 | PSD EASTERN AREA 132KV |  | 2017-03-31 | 2958465 |  |  | Y | 2017-03-31 | RDB_APP | 2017-03-31 | RDB_APP | 2017-03-31 | 2958465 | DNO - WPD West Midlands | PSD EASTERN AREA | 132kV
EASA5 | PSD EASTERN AREA 11KV |  | 2017-03-31 | 2958465 |  |  | Y | 2017-03-31 | RDB_APP | 2017-03-31 | RDB_APP | 2017-03-31 | 2958465 | DNO - WPD West Midlands | PSD EASTERN AREA | 11kV
EASO1 | EATON SOCON 132KV |  | 2017-03-31 | 2958465 |  |  | Y | 2017-03-31 | RDB_APP | 2017-03-31 | RDB_APP | 2017-03-31 | 2958465 | TO - National Grid Electricity Transmission | EATON SOCON | 132kV
EASO4 | EATON SOCON 400KV |  | 2017-03-31 | 2958465 |  |  | Y | 2017-03-31 | RDB_APP | 2017-03-31 | RDB_APP | 2017-03-31 | 2958465 | TO - National Grid Electricity Transmission | EATON SOCON | 400kV
EASO4A | EATON SOCON 400kV | DM | 2017-07-12 |  |  |  | Y | 2017-07-12 | joaquin.jimenez | 2017-07-12 | geoff.ray | 2017-07-12 |  | TO - National Grid Electricity Transmission | EATON SOCON | 400kV
EASO4B | EATON SOCON 400kV | DM | 2017-07-12 |  |  |  | Y | 2017-07-12 | joaquin.jimenez | 2017-07-12 | geoff.ray | 2017-07-12 |  | TO - National Grid Electricity Transmission | EATON SOCON | 400kV
EAST1 | EARLSTOUN 132KV |  | 2017-03-31 | 2958465 |  |  | Y | 2017-03-31 | RDB_APP | 2017-03-31 | RDB_APP | 2017-03-31 | 2958465 | TO - Scottish Power Transmission Ltd | EARLSTOUN | 132kV
EAST5 | EARLSTOUN 11KV |  | 2017-03-31 | 2958465 | CAFA5 |  | Y | 2017-03-31 | RDB_APP | 2017-03-31 | RDB_APP | 2017-03-31 | 2958465 | TO - Scottish Power Transmission Ltd | EARLSTOUN | 11kV
EBBV1 | EBBW VALE 132KV |  | 2017-03-31 | 2958465 |  |  | Y | 2017-03-31 | RDB_APP | 2017-03-31 | RDB_APP | 2017-03-31 | 2958465 | DNO - WPD South Wales | EBBW VALE | 132kV
EBBV3 | EBBW VALE 33KV |  | 2017-03-31 | 2958465 |  |  | Y | 2017-03-31 | RDB_APP | 2017-03-31 | RDB_APP | 2017-03-31 | 2958465 | DNO - WPD South Wales | EBBW VALE | 33kV
EBBV5 | EBBW VALE 11KV |  | 2017-03-31 | 2958465 |  |  | Y | 2017-03-31 | RDB_APP | 2017-03-31 | RDB_APP | 2017-03-31 | 2958465 | DNO - WPD South Wales | EBBW VALE | 11kV
EBED1 | EAST BEDFONT 132KV |  | 2017-03-31 | 2958465 |  |  | Y | 2017-03-31 | RDB_APP | 2017-03-31 | RDB_APP | 2017-03-31 | 2958465 | DNO - SSE Southern | EAST BEDFONT | 132kV
EBED5 | EAST BEDFONT 11KV |  | 2017-03-31 | 2958465 |  |  | Y | 2017-03-31 | RDB_APP | 2017-03-31 | RDB_APP | 2017-03-31 | 2958465 | DNO - SSE Southern | EAST BEDFONT | 11kV
EBED7 | EAST BEDFONT 22KV |  | 2017-03-31 | 2958465 |  |  | Y | 2017-03-31 | RDB_APP | 2017-03-31 | RDB_APP | 2017-03-31 | 2958465 | DNO - SSE Southern | EAST BEDFONT | 22kV
EBOU1 | EASTBOURNE 132KV |  | 2017-03-31 | 2958465 |  |  | Y | 2017-03-31 | RDB_APP | 2017-03-31 | RDB_APP | 2017-03-31 | 2958465 | DNO - UK Power Networks South East | EASTBOURNE | 132kV
EBOU3 | EASTBOURNE 33KV |  | 2017-03-31 | 2958465 |  |  | Y | 2017-03-31 | RDB_APP | 2017-03-31 | RDB_APP | 2017-03-31 | 2958465 | DNO - UK Power Networks South East | EASTBOURNE | 33kV
EBOU5 | EASTBOURNE 11KV |  | 2017-03-31 | 2958465 |  |  | Y | 2017-03-31 | RDB_APP | 2017-03-31 | RDB_APP | 2017-03-31 | 2958465 | DNO - UK Power Networks South East | EASTBOURNE | 11kV
ECCF1 | ECCLFECHAN 132KV |  | 2017-03-31 | 2958465 | ECCF1 |  | Y | 2017-03-31 | RDB_APP | 2017-03-31 | RDB_APP | 2017-03-31 | 2958465 | TO - Scottish Power Transmission Ltd | ECCLFECHAN | 132kV
ECCF2 | ECCLEFECHAN 275KV |  | 2017-03-31 | 2958465 |  |  | Y | 2017-03-31 | RDB_APP | 2017-03-31 | RDB_APP | 2017-03-31 | 2958465 | TO - Scottish Power Transmission Ltd | ECCLFECHAN | 275kV
ECCF7 | ECCLFECHAN 25KV |  | 2017-03-31 | 2958465 |  |  | Y | 2017-03-31 | RDB_APP | 2017-03-31 | RDB_APP | 2017-03-31 | 2958465 | DNO - Scottish Power DNO Scotland | ECCLFECHAN | 22kV
ECCL1 | ECCLES 132KV |  | 2017-03-31 | 2958465 |  |  | Y | 2017-03-31 | RDB_APP | 2017-03-31 | RDB_APP | 2017-03-31 | 2958465 | TO - Scottish Power Transmission Ltd | ECCLES | 132kV
ECCL2 | ECCLES 275KV |  | 2017-03-31 | 2958465 |  |  | Y | 2017-03-31 | RDB_APP | 2017-03-31 | RDB_APP | 2017-03-31 | 2958465 | TO - Scottish Power Transmission Ltd | ECCLES | 275kV
ECCL3 | ECCLES 33KV |  | 2017-03-31 | 2958465 |  |  | Y | 2017-03-31 | RDB_APP | 2017-03-31 | RDB_APP | 2017-03-31 | 2958465 | DNO - Scottish Power DNO Scotland | ECCLES | 33kV
ECCL4 | ECCLES 400KV |  | 2017-03-31 | 2958465 |  |  | Y | 2017-03-31 | RDB_APP | 2017-03-31 | RDB_APP | 2017-03-31 | 2958465 | TO - Scottish Power Transmission Ltd | ECCLES | 400kV
ECLA1 | EAST CLAYDON 132KV |  | 2017-03-31 | 2958465 |  |  | Y | 2017-03-31 | RDB_APP | 2017-03-31 | RDB_APP | 2017-03-31 | 2958465 | TO - National Grid Electricity Transmission | EAST CLAYDON | 132kV
ECLA3 | EAST CLAYDON 33KV |  | 2017-03-31 | 2958465 |  |  | Y | 2017-03-31 | RDB_APP | 2017-03-31 | RDB_APP | 2017-03-31 | 2958465 | DNO - WPD East Midlands | EAST CLAYDON | 33kV
ECLA4 | EAST CLAYDON 400KV |  | 2017-03-31 | 2958465 |  |  | Y | 2017-03-31 | RDB_APP | 2017-03-31 | RDB_APP | 2017-03-31 | 2958465 | TO - National Grid Electricity Transmission | EAST CLAYDON | 400kV
ECLA8 | EAST CLAYDON 6.6KV |  | 2017-03-31 | 2958465 |  |  | Y | 2017-03-31 | RDB_APP | 2017-03-31 | RDB_APP | 2017-03-31 | 2958465 | TO - National Grid Electricity Transmission | EAST CLAYDON | 6.6kV
EDIN1 | EDINBANE 132KV |  | 2017-03-31 | 2958465 | BROA1 |  | Y | 2017-03-31 | RDB_APP | 2017-03-31 | RDB_APP | 2017-03-31 | 2958465 | TO - Scottish Hydro Electric Transmission Ltd | EDINBANE 132/33KV | 132kV
EDIN3 | EDINBANE 33KV |  | 2017-03-31 | 2958465 | EDIN1 |  | Y | 2017-03-31 | RDB_APP | 2017-03-31 | RDB_APP | 2017-03-31 | 2958465 | TO - Scottish Hydro Electric Transmission Ltd | EDINBANE 132/33KV | 33kV
EDIN8 | EDINBANE 6.6KV |  | 2017-03-31 | 2958465 | EDIN3 |  | Y | 2017-03-31 | RDB_APP | 2017-03-31 | RDB_APP | 2017-03-31 | 2958465 | TO - Scottish Hydro Electric Transmission Ltd | EDINBANE 132/33KV | 6.6kV
EDRO1 | EDISON ROAD 132KV |  | 2017-03-31 | 2958465 |  |  | Y | 2017-03-31 | RDB_APP | 2017-03-31 | RDB_APP | 2017-03-31 | 2958465 | DNO - UK Power Networks Eastern | EDISON ROAD | 132kV
EDRO5 | EDISON ROAD 11KV |  | 2017-03-31 | 2958465 |  |  | Y | 2017-03-31 | RDB_APP | 2017-03-31 | RDB_APP | 2017-03-31 | 2958465 | DNO - UK Power Networks Eastern | EDISON ROAD | 11kV
EERH2 | EASTERHOUSE 275KV |  | 2017-03-31 | 2958465 | BONN2 |  | Y | 2017-03-31 | RDB_APP | 2017-03-31 | RDB_APP | 2017-03-31 | 2958465 | TO - Scottish Power Transmission Ltd | EASTERHOUSE | 275kV
EERH3 | EASTERHOUSE 33KV |  | 2017-03-31 | 2958465 | EERH3 |  | Y | 2017-03-31 | RDB_APP | 2017-03-31 | RDB_APP | 2017-03-31 | 2958465 | TO - Scottish Power Transmission Ltd | EASTERHOUSE | 33kV
EGGB4 | EGGBOROUGH 400KV |  | 2017-03-31 | 2958465 |  |  | Y | 2017-03-31 | RDB_APP | 2017-03-31 | RDB_APP | 2017-03-31 | 2958465 | TO - National Grid Electricity Transmission | EGGBOROUGH | 400kV
EGGB5 | EGGBOROUGH 11KV |  | 2017-03-31 | 2958465 |  |  | Y | 2017-03-31 | RDB_APP | 2017-03-31 | RDB_APP | 2017-03-31 | 2958465 | TO - National Grid Electricity Transmission | EGGBOROUGH | 11kV
EGGB6 | EGGBOROUGH 66KV |  | 2017-03-31 | 2958465 |  |  | Y | 2017-03-31 | RDB_APP | 2017-03-31 | RDB_APP | 2017-03-31 | 2958465 | DNO - NPG Yorkshire (Northen Power Grid) | EGGBOROUGH | 66kV
EGGB8 | EGGBOROUGH 6.6KV |  | 2017-03-31 | 2958465 |  |  | Y | 2017-03-31 | RDB_APP | 2017-03-31 | RDB_APP | 2017-03-31 | 2958465 | TO - National Grid Electricity Transmission | EGGBOROUGH | 6.6kV
EGLS8 | EGLINGTON STREET FEEDER 6.6KV |  | 2017-03-31 | 2958465 |  |  | Y | 2017-03-31 | RDB_APP | 2017-03-31 | RDB_APP | 2017-03-31 | 2958465 | Unknown | EGLINGTON STREET FEEDER | 6.6kV
EGRE1 | EGREMONT 132KV |  | 2017-03-31 | 2958465 |  |  | Y | 2017-03-31 | RDB_APP | 2017-03-31 | RDB_APP | 2017-03-31 | 2958465 | DNO - ENW (Electric North-West) | EGREMONT | 132kV
EGRE3 | EGREMONT 33KV |  | 2017-03-31 | 2958465 |  |  | Y | 2017-03-31 | RDB_APP | 2017-03-31 | RDB_APP | 2017-03-31 | 2958465 | DNO - ENW (Electric North-West) | EGREMONT | 33kV
EKIL2 | EAST KILBRIDE 275KV |  | 2017-03-31 | 2958465 | EKIL2 |  | Y | 2017-03-31 | RDB_APP | 2017-03-31 | RDB_APP | 2017-03-31 | 2958465 | TO - Scottish Power Transmission Ltd | EAST KILBRIDE | 275kV
EKIL2T | EAST KILBRIDE 275KV |  | 2017-03-31 | 2958465 |  |  | Y | 2017-03-31 | RDB_APP | 2017-03-31 | RDB_APP | 2017-03-31 | 2958465 | TO - Scottish Power Transmission Ltd | EAST KILBRIDE | 275kV
EKIL3 | EAST KILBRIDE 33KV |  | 2017-03-31 | 2958465 | EKIL2 |  | Y | 2017-03-31 | RDB_APP | 2017-03-31 | RDB_APP | 2017-03-31 | 2958465 | TO - Scottish Power Transmission Ltd | EAST KILBRIDE | 33kV
EKIS2 | EAST KILBRIDE SOUTH 275KV |  | 2017-03-31 | 2958465 | EKIS2 |  | Y | 2017-03-31 | RDB_APP | 2017-03-31 | RDB_APP | 2017-03-31 | 2958465 | TO - Scottish Power Transmission Ltd | EAST KILBRIDE SOUTH | 275kV
EKIS3 | EAST KILBRIDE SOUTH 33KV |  | 2017-03-31 | 2958465 | EKIS2 |  | Y | 2017-03-31 | RDB_APP | 2017-03-31 | RDB_APP | 2017-03-31 | 2958465 | TO - Scottish Power Transmission Ltd | EAST KILBRIDE SOUTH | 33kV
ELDE1 | ELDERSLIE 132KV |  | 2017-03-31 | 2958465 |  |  | Y | 2017-03-31 | RDB_APP | 2017-03-31 | RDB_APP | 2017-03-31 | 2958465 | TO - Scottish Power Transmission Ltd | ELDERSLIE | 132kV
ELDE3 | ELDERSLIE 33KV |  | 2017-03-31 | 2958465 | ELDE1 |  | Y | 2017-03-31 | RDB_APP | 2017-03-31 | RDB_APP | 2017-03-31 | 2958465 | TO - Scottish Power Transmission Ltd | ELDERSLIE | 33kV
ELGI1 | ELGIN 132KV |  | 2017-03-31 | 2958465 |  |  | Y | 2017-03-31 | RDB_APP | 2017-03-31 | RDB_APP | 2017-03-31 | 2958465 | TO - Scottish Hydro Electric Transmission Ltd | ELGIN | 132kV
ELGI3 | ELGIN 33KV |  | 2017-03-31 | 2958465 | ELGI1 |  | Y | 2017-03-31 | RDB_APP | 2017-03-31 | RDB_APP | 2017-03-31 | 2958465 | DNO - Scottish & Southern Energy DNO Scotland | ELGIN | 33kV
ELLA1 | ELLAND 132KV |  | 2017-03-31 | 2958465 |  |  | Y | 2017-03-31 | RDB_APP | 2017-03-31 | RDB_APP | 2017-03-31 | 2958465 | TO - National Grid Electricity Transmission | ELLAND | 132kV
ELLA2 | ELLAND 275KV |  | 2017-03-31 | 2958465 |  |  | Y | 2017-03-31 | RDB_APP | 2017-03-31 | RDB_APP | 2017-03-31 | 2958465 | TO - National Grid Electricity Transmission | ELLAND | 275kV
ELLA8 | ELLAND 6.6KV |  | 2017-03-31 | 2958465 |  |  | Y | 2017-03-31 | RDB_APP | 2017-03-31 | RDB_APP | 2017-03-31 | 2958465 | Unknown | ELLAND | 6.6kV
ELLP1 | ELLESMERE PORT 132KV |  | 2017-03-31 | 2958465 |  |  | Y | 2017-03-31 | RDB_APP | 2017-03-31 | RDB_APP | 2017-03-31 | 2958465 | DNO - SP MANWEB(Scottish Power) | ELLESMERE PORT | 132kV
ELLP3 | ELLESMERE PORT 33KV |  | 2017-03-31 | 2958465 |  |  | Y | 2017-03-31 | RDB_APP | 2017-03-31 | RDB_APP | 2017-03-31 | 2958465 | DNO - SP MANWEB(Scottish Power) | ELLESMERE PORT | 33kV
ELMD1 | ELMDON 132KV |  | 2017-03-31 | 2958465 |  |  | Y | 2017-03-31 | RDB_APP | 2017-03-31 | RDB_APP | 2017-03-31 | 2958465 | DNO - WPD West Midlands | ELMDON | 132kV
ELMD5 | ELMDON 11KV |  | 2017-03-31 | 2958465 |  |  | Y | 2017-03-31 | RDB_APP | 2017-03-31 | RDB_APP | 2017-03-31 | 2958465 | DNO - WPD West Midlands | ELMDON | 11kV
ELST1 | ELSTREE 132KV |  | 2017-03-31 | 2958465 |  |  | Y | 2017-03-31 | RDB_APP | 2017-03-31 | RDB_APP | 2017-03-31 | 2958465 | TO - National Grid Electricity Transmission | ELSTREE | 132kV
ELST1A | ELSTREE 132KV |  | 2017-03-31 | 2958465 |  |  | Y | 2017-03-31 | RDB_APP | 2017-03-31 | RDB_APP | 2017-03-31 | 2958465 | DNO - UK Power Networks Eastern | ELSTREE | 132kV
ELST2 | ELSTREE 275KV |  | 2017-03-31 | 2958465 |  |  | Y | 2017-03-31 | RDB_APP | 2017-03-31 | RDB_APP | 2017-03-31 | 2958465 | TO - National Grid Electricity Transmission | ELSTREE | 275kV
ELST3R | ELSTREE 33KV |  | 2017-03-31 | 2958465 |  |  | Y | 2017-03-31 | RDB_APP | 2017-03-31 | RDB_APP | 2017-03-31 | 2958465 | Unknown | ELSTREE | 33kV
ELST4 | ELSTREE 400KV |  | 2017-03-31 | 2958465 |  |  | Y | 2017-03-31 | RDB_APP | 2017-03-31 | RDB_APP | 2017-03-31 | 2958465 | TO - National Grid Electricity Transmission | ELSTREE | 400kV
ELST7 | ELSTREE 22KV |  | 2017-03-31 | 2958465 |  |  | Y | 2017-03-31 | RDB_APP | 2017-03-31 | RDB_APP | 2017-03-31 | 2958465 | TO - National Grid Electricity Transmission | ELSTREE | 22kV
ELTH1 | ELTHAM 132KV |  | 2017-03-31 | 2958465 |  |  | Y | 2017-03-31 | RDB_APP | 2017-03-31 | RDB_APP | 2017-03-31 | 2958465 | DNO - UK Power Networks Central | ELTHAM | 132kV
ELTH3 | ELTHAM 33KV |  | 2017-03-31 | 2958465 |  |  | Y | 2017-03-31 | RDB_APP | 2017-03-31 | RDB_APP | 2017-03-31 | 2958465 | DNO - UK Power Networks Central | ELTHAM | 33kV
ELTH5 | ELTHAM 11KV |  | 2017-03-31 | 2958465 |  |  | Y | 2017-03-31 | RDB_APP | 2017-03-31 | RDB_APP | 2017-03-31 | 2958465 | DNO - UK Power Networks Central | ELTHAM | 11kV
ELVA2 | ELVANFOOT 275KV |  | 2017-03-31 | 2958465 | CLYN2 |  | Y | 2017-03-31 | RDB_APP | 2017-03-31 | RDB_APP | 2017-03-31 | 2958465 | TO - Scottish Power Transmission Ltd | ELVANFOOT | 275kV
ELVA4 | ELVANFOOT 400KV |  | 2017-03-31 | 2958465 | COAL4 |  | Y | 2017-03-31 | RDB_APP | 2017-03-31 | RDB_APP | 2017-03-31 | 2958465 | TO - Scottish Power Transmission Ltd | ELVANFOOT | 400kV
ELVA7 | ELVANFOOT 25KV |  | 2017-03-31 | 2958465 | ELVA2 |  | Y | 2017-03-31 | RDB_APP | 2017-03-31 | RDB_APP | 2017-03-31 | 2958465 | TO - Scottish Power Transmission Ltd | ELVANFOOT | 22kV
ELVA8 | ELVANFOOT 6.6KV |  | 2017-03-31 | 2958465 |  |  | Y | 2017-03-31 | RDB_APP | 2017-03-31 | RDB_APP | 2017-03-31 | 2958465 | Unknown | ELVANFOOT | 6.6kV
ELVT8 | ELVANFOOT SUBSTATION 6.6KV |  | 2017-03-31 | 2958465 |  |  | Y | 2017-03-31 | RDB_APP | 2017-03-31 | RDB_APP | 2017-03-31 | 2958465 | Unknown | ELVANFOOT 25KV SUBSTATION | 6.6kV
ELWO1 | ELWORTH 132KV |  | 2017-03-31 | 2958465 |  |  | Y | 2017-03-31 | RDB_APP | 2017-03-31 | RDB_APP | 2017-03-31 | 2958465 | DNO - SP MANWEB(Scottish Power) | ELWORTH | 132kV
ELWO3 | ELWORTH 33KV |  | 2017-03-31 | 2958465 |  |  | Y | 2017-03-31 | RDB_APP | 2017-03-31 | RDB_APP | 2017-03-31 | 2958465 | DNO - SP MANWEB(Scottish Power) | ELWORTH | 33kV
ENDE1 | ENDERBY 132KV |  | 2017-03-31 | 2958465 |  |  | Y | 2017-03-31 | RDB_APP | 2017-03-31 | RDB_APP | 2017-03-31 | 2958465 | TO - National Grid Electricity Transmission | ENDERBY | 132kV
ENDE4 | ENDERBY 400KV |  | 2017-03-31 | 2958465 |  |  | Y | 2017-03-31 | RDB_APP | 2017-03-31 | RDB_APP | 2017-03-31 | 2958465 | TO - National Grid Electricity Transmission | ENDERBY | 400kV
ENER1 | ENERGLY 132KV |  | 2017-03-31 | 2958465 |  |  | Y | 2017-03-31 | RDB_APP | 2017-03-31 | RDB_APP | 2017-03-31 | 2958465 | DNO - WPD South Wales | ENERGLY | 132kV
ENER5 | ENERGLY 11KV |  | 2017-03-31 | 2958465 |  |  | Y | 2017-03-31 | RDB_APP | 2017-03-31 | RDB_APP | 2017-03-31 | 2958465 | DNO - WPD South Wales | ENERGLY | 11kV
ENIC1 | ENICHEM BP SUBSTATION 132KV |  | 2017-03-31 | 2958465 |  |  | Y | 2017-03-31 | RDB_APP | 2017-03-31 | RDB_APP | 2017-03-31 | 2958465 | DNO - SSE Southern | ENICHEM BP SUBSTATION | 132kV
ENIC5 | ENICHEM BP SUBSTATION 11KV |  | 2017-03-31 | 2958465 |  |  | Y | 2017-03-31 | RDB_APP | 2017-03-31 | RDB_APP | 2017-03-31 | 2958465 | DNO - SSE Southern | ENICHEM BP SUBSTATION | 11kV
EPPI1 | EPPING 132KV |  | 2017-03-31 | 2958465 |  |  | Y | 2017-03-31 | RDB_APP | 2017-03-31 | RDB_APP | 2017-03-31 | 2958465 | DNO - UK Power Networks Eastern | EPPING | 132kV
EPPI3 | EPPING 33KV |  | 2017-03-31 | 2958465 |  |  | Y | 2017-03-31 | RDB_APP | 2017-03-31 | RDB_APP | 2017-03-31 | 2958465 | DNO - UK Power Networks Eastern | EPPING | 33kV
ERDI1 | ERDINGTON 132KV |  | 2017-03-31 | 2958465 |  |  | Y | 2017-03-31 | RDB_APP | 2017-03-31 | RDB_APP | 2017-03-31 | 2958465 | DNO - WPD West Midlands | ERDINGTON | 132kV
ERDI5 | ERDINGTON 11KV |  | 2017-03-31 | 2958465 |  |  | Y | 2017-03-31 | RDB_APP | 2017-03-31 | RDB_APP | 2017-03-31 | 2958465 | DNO - WPD West Midlands | ERDINGTON | 11kV
ERED1 | EREDINE 132/33KV SUBSTATION NOW AN SUIDHE WIND FARM (ANSU) 132KV |  | 2017-03-31 | 2958465 | ERED1 |  | Y | 2017-03-31 | RDB_APP | 2017-03-31 | RDB_APP | 2017-03-31 | 2958465 | PS - RWE Npower Renewables Ltd | EREDINE 132/33KV SUBSTATION NOW AN SUIDHE WIND FARM (ANSU) | 132kV
ERED1A | EREDINE 132/33KV SUBSTATION NOW AN SUIDHE WIND FARM (ANSU) 132KV |  | 2017-03-31 | 2958465 |  |  | Y | 2017-03-31 | RDB_APP | 2017-03-31 | RDB_APP | 2017-03-31 | 2958465 | PS - RWE Npower Renewables Ltd | EREDINE 132/33KV SUBSTATION NOW AN SUIDHE WIND FARM (ANSU) | 132kV
ERED3 | EREDINE NOW AN SUIDHE WIND FARM (ANSU) 33KV |  | 2017-03-31 | 2958465 | ERED1 |  | Y | 2017-03-31 | RDB_APP | 2017-03-31 | RDB_APP | 2017-03-31 | 2958465 | PS - RWE Npower Renewables Ltd | EREDINE 132/33KV SUBSTATION NOW AN SUIDHE WIND FARM (ANSU) | 33kV
ERNE1 | ERNESETTLE 132KV |  | 2017-03-31 | 2958465 |  |  | Y | 2017-03-31 | RDB_APP | 2017-03-31 | RDB_APP | 2017-03-31 | 2958465 | DNO - WPD South West | ERNESETTLE | 132kV
ERNE3 | ERNESETTLE 33KV |  | 2017-03-31 | 2958465 |  |  | Y | 2017-03-31 | RDB_APP | 2017-03-31 | RDB_APP | 2017-03-31 | 2958465 | DNO - WPD South West | ERNESETTLE | 33kV
ERRO1 | ERROCHTY 132KV |  | 2017-03-31 | 2958465 | ABNE1 |  | Y | 2017-03-31 | RDB_APP | 2017-03-31 | RDB_APP | 2017-03-31 | 2958465 | TO - Scottish Hydro Electric Transmission Ltd | ERROCHTY | 132kV
ERRO1A | ERROCHTY 132KV |  | 2017-03-31 | 2958465 | ABNE1 |  | Y | 2017-03-31 | RDB_APP | 2017-03-31 | RDB_APP | 2017-03-31 | 2958465 | TO - Scottish Hydro Electric Transmission Ltd | ERROCHTY | 132kV
ERRO1B | ERROCHTY 132KV |  | 2017-03-31 | 2958465 | ABNE1 |  | Y | 2017-03-31 | RDB_APP | 2017-03-31 | RDB_APP | 2017-03-31 | 2958465 | TO - Scottish Hydro Electric Transmission Ltd | ERROCHTY | 132kV
ERRO2 | ERROCHTY 275KV |  | 2017-03-31 | 2958465 | ABNE1 |  | Y | 2017-03-31 | RDB_APP | 2017-03-31 | RDB_APP | 2017-03-31 | 2958465 | TO - Scottish Hydro Electric Transmission Ltd | ERROCHTY | 275kV
ERRO4 | ERROCHTY 400KV |  | 2017-03-31 | 2958465 | ERRO1 |  | Y | 2017-03-31 | RDB_APP | 2017-03-31 | RDB_APP | 2017-03-31 | 2958465 | DNO - Scottish & Southern Energy DNO Scotland | ERROCHTY | 400kV
ERRO5 | ERROCHTY 11KV |  | 2017-03-31 | 2958465 | ERRO1 |  | Y | 2017-03-31 | RDB_APP | 2017-03-31 | RDB_APP | 2017-03-31 | 2958465 | DNO - Scottish & Southern Energy DNO Scotland | ERROCHTY | 11kV
ERSK1 | ERSKINE 132KV |  | 2017-03-31 | 2958465 | BRAP1 |  | Y | 2017-03-31 | RDB_APP | 2017-03-31 | RDB_APP | 2017-03-31 | 2958465 | TO - Scottish Power Transmission Ltd | ERSKINE | 132kV
ERSK3 | ERSKINE 33KV |  | 2017-03-31 | 2958465 | ERSK1 |  | Y | 2017-03-31 | RDB_APP | 2017-03-31 | RDB_APP | 2017-03-31 | 2958465 | TO - Scottish Power Transmission Ltd | ERSKINE | 33kV
ESSO5 | ESSO POWER STATION 11KV |  | 2017-03-31 | 2958465 |  |  | Y | 2017-03-31 | RDB_APP | 2017-03-31 | RDB_APP | 2017-03-31 | 2958465 | DNO - SSE Southern | ESSO POWER STATION | 11kV
ESSO8 | ESSO POWER STATION 6.6KV |  | 2017-03-31 | 2958465 |  |  | Y | 2017-03-31 | RDB_APP | 2017-03-31 | RDB_APP | 2017-03-31 | 2958465 | DNO - SSE Southern | ESSO POWER STATION | 6.6kV
ESST1 | ESSONSIDE TEE 132KV |  | 2017-03-31 | 2958465 |  |  | Y | 2017-03-31 | RDB_APP | 2017-03-31 | RDB_APP | 2017-03-31 | 2958465 | TO - Scottish Power Transmission Ltd | ESSONSIDE TEE | 132kV
ESST1T | ESSONSIDE TEE 132KV |  | 2017-03-31 | 2958465 |  |  | Y | 2017-03-31 | RDB_APP | 2017-03-31 | RDB_APP | 2017-03-31 | 2958465 | TO - Scottish Power Transmission Ltd | ESSONSIDE TEE | 132kV
ETCH1 | ETCHINGHILL TEE 132KV |  | 2017-03-31 | 2958465 |  |  | Y | 2017-03-31 | RDB_APP | 2017-03-31 | RDB_APP | 2017-03-31 | 2958465 | DNO - UK Power Networks South East | ETCHINGHILL TEE | 132kV
EWEH1 | EWE HILL 132KV |  | 2017-03-31 | 2958465 | EWEH1 |  | Y | 2017-03-31 | RDB_APP | 2017-03-31 | RDB_APP | 2017-03-31 | 2958465 | TO - Scottish Power Transmission Ltd | EWE HILL | 132kV
EWEH3 | EWE HILL 33KV |  | 2017-03-31 | 2958465 | EWEH1 |  | Y | 2017-03-31 | RDB_APP | 2017-03-31 | RDB_APP | 2017-03-31 | 2958465 | DNO - Scottish Power DNO Scotland | EWE HILL | 33kV
EXEC1 | EXETER CITY 132KV |  | 2017-03-31 | 2958465 |  |  | Y | 2017-03-31 | RDB_APP | 2017-03-31 | RDB_APP | 2017-03-31 | 2958465 | DNO - WPD South West | EXETER CITY | 132kV
EXEC3 | EXETER CITY 33KV |  | 2017-03-31 | 2958465 |  |  | Y | 2017-03-31 | RDB_APP | 2017-03-31 | RDB_APP | 2017-03-31 | 2958465 | DNO - WPD South West | EXETER CITY | 33kV
EXET1 | EXETER 132KV |  | 2017-03-31 | 2958465 |  |  | Y | 2017-03-31 | RDB_APP | 2017-03-31 | RDB_APP | 2017-03-31 | 2958465 | TO - National Grid Electricity Transmission | EXETER | 132kV
EXET3 | EXETER 33KV |  | 2017-03-31 | 2958465 |  |  | Y | 2017-03-31 | RDB_APP | 2017-03-31 | RDB_APP | 2017-03-31 | 2958465 | DNO - WPD South West | EXETER | 33kV
EXET4 | EXETER 400KV |  | 2017-03-31 | 2958465 |  |  | Y | 2017-03-31 | RDB_APP | 2017-03-31 | RDB_APP | 2017-03-31 | 2958465 | TO - National Grid Electricity Transmission | EXETER | 400kV
EXET8 | EXETER 6.6KV |  | 2017-03-31 | 2958465 |  |  | Y | 2017-03-31 | RDB_APP | 2017-03-31 | RDB_APP | 2017-03-31 | 2958465 | TO - National Grid Electricity Transmission | EXETER | 6.6kV
EXGN1 | EXETER 132KV |  | 2017-03-31 | 2958465 |  |  | Y | 2017-03-31 | RDB_APP | 2017-03-31 | RDB_APP | 2017-03-31 | 2958465 | DNO - WPD South West | EXETER | 132kV
EXGN7 | EXETER 22KV |  | 2017-03-31 | 2958465 |  |  | Y | 2017-03-31 | RDB_APP | 2017-03-31 | RDB_APP | 2017-03-31 | 2958465 | DNO - WPD South West | EXETER | 22kV
EXMO1 | EXMOUTH 132KV |  | 2017-03-31 | 2958465 |  |  | Y | 2017-03-31 | RDB_APP | 2017-03-31 | RDB_APP | 2017-03-31 | 2958465 | DNO - WPD South West | EXMOUTH | 132kV
EXMO3 | EXMOUTH 33KV |  | 2017-03-31 | 2958465 |  |  | Y | 2017-03-31 | RDB_APP | 2017-03-31 | RDB_APP | 2017-03-31 | 2958465 | DNO - WPD South West | EXMOUTH | 33kV
EYEL1 | EAST YELLAND 132KV |  | 2017-03-31 | 2958465 |  |  | Y | 2017-03-31 | RDB_APP | 2017-03-31 | RDB_APP | 2017-03-31 | 2958465 | DNO - WPD South West | EAST YELLAND | 132kV
EYEL3 | EAST YELLAND 33KV |  | 2017-03-31 | 2958465 |  |  | Y | 2017-03-31 | RDB_APP | 2017-03-31 | RDB_APP | 2017-03-31 | 2958465 | DNO - WPD South West | EAST YELLAND | 33kV
FAAR1 | FARR WINDFARM 132KV |  | 2017-03-31 | 2958465 | BEAU1 |  | Y | 2017-03-31 | RDB_APP | 2017-03-31 | RDB_APP | 2017-03-31 | 2958465 | PS - SSE Generation Limited | FARR WINDFARM | 132kV
FAAR3 | FARR WINDFARM 33KV |  | 2017-03-31 | 2958465 | FAAR1 |  | Y | 2017-03-31 | RDB_APP | 2017-03-31 | RDB_APP | 2017-03-31 | 2958465 | PS - SSE Generation Limited | FARR WINDFARM | 33kV
FAAR8 | FARR WINDFARM 6.6KV |  | 2017-03-31 | 2958465 | BEAU1 |  | Y | 2017-03-31 | RDB_APP | 2017-03-31 | RDB_APP | 2017-03-31 | 2958465 | PS - SSE Generation Limited | FARR WINDFARM | 6.6kV
FALL3 | FALLAGO WINDFARM 33KV |  | 2017-03-31 | 2958465 | FALL1 |  | Y | 2017-03-31 | RDB_APP | 2017-03-31 | RDB_APP | 2017-03-31 | 2958465 | PS - SCOTTISH POWER RENWABLES | FALLAGO WINDFARM | 33kV
FALL4 | FALLAGO WINDFARM 400KV |  | 2017-03-31 | 2958465 | CRYR4 |  | Y | 2017-03-31 | RDB_APP | 2017-03-31 | RDB_APP | 2017-03-31 | 2958465 | PS - SCOTTISH POWER RENWABLES | FALLAGO WINDFARM | 400kV
FALL8 | FALLAGO WINDFARM 6.6KV |  | 2017-03-31 | 2958465 | FALL3 |  | Y | 2017-03-31 | RDB_APP | 2017-03-31 | RDB_APP | 2017-03-31 | 2958465 | PS - SCOTTISH POWER RENWABLES | FALLAGO WINDFARM | 6.6kV
FARE1 | FAREHAM 132KV |  | 2017-03-31 | 2958465 |  |  | Y | 2017-03-31 | RDB_APP | 2017-03-31 | RDB_APP | 2017-03-31 | 2958465 | DNO - SSE Southern | FAREHAM | 132kV
FARE3 | FAREHAM 33KV |  | 2017-03-31 | 2958465 |  |  | Y | 2017-03-31 | RDB_APP | 2017-03-31 | RDB_APP | 2017-03-31 | 2958465 | DNO - SSE Southern | FAREHAM | 33kV
FARI1 | FARIGAIG 132KV |  | 2017-03-31 | 2958465 | FARI1 |  | Y | 2017-03-31 | RDB_APP | 2017-03-31 | RDB_APP | 2017-03-31 | 2958465 | TO - Scottish Hydro Electric Transmission Ltd | FARIGAIG | 132kV
FARI2 | FARIGAIG 275KV |  | 2017-03-31 | 2958465 |  |  | Y | 2017-03-31 | RDB_APP | 2017-03-31 | RDB_APP | 2017-03-31 | 2958465 | TO - Scottish Hydro Electric Transmission Ltd | FARIGAIG | 275kV
FARI3 | FARIGAIG 33KV |  | 2017-03-31 | 2958465 |  |  | Y | 2017-03-31 | RDB_APP | 2017-03-31 | RDB_APP | 2017-03-31 | 2958465 | TO - Scottish Hydro Electric Transmission Ltd | FARIGAIG | 33kV
FASN1 | FASNAKYLE 132KV |  | 2017-03-31 | 2958465 | BEAU1 |  | Y | 2017-03-31 | RDB_APP | 2017-03-31 | RDB_APP | 2017-03-31 | 2958465 | Unknown | FASNAKYLE | 132kV
FASN2 | FASNAKYLE 275KV |  | 2017-03-31 | 2958465 | BEAU2 |  | Y | 2017-03-31 | RDB_APP | 2017-03-31 | RDB_APP | 2017-03-31 | 2958465 | TO - Scottish Hydro Electric Transmission Ltd | FASNAKYLE | 275kV
FASN3 | FASNAKYLE 33KV |  | 2017-03-31 | 2958465 | FASN1 |  | Y | 2017-03-31 | RDB_APP | 2017-03-31 | RDB_APP | 2017-03-31 | 2958465 | DNO - Scottish & Southern Energy DNO Scotland | FASNAKYLE | 33kV
FASN4 | FASNAKYLE 400KV |  | 2017-03-31 | 2958465 |  |  | Y | 2017-03-31 | RDB_APP | 2017-03-31 | RDB_APP | 2017-03-31 | 2958465 | TO - Scottish Hydro Electric Transmission Ltd | FASNAKYLE | 400kV
FASN5 | FASNAKYLE 11KV |  | 2017-03-31 | 2958465 | FASN1 |  | Y | 2017-03-31 | RDB_APP | 2017-03-31 | RDB_APP | 2017-03-31 | 2958465 | DNO - Scottish & Southern Energy DNO Scotland | FASNAKYLE | 11kV
FAUG1 | FORT AUGUSTUS 132KV |  | 2017-03-31 | 2958465 | BROA1 |  | Y | 2017-03-31 | RDB_APP | 2017-03-31 | RDB_APP | 2017-03-31 | 2958465 | TO - Scottish Hydro Electric Transmission Ltd | FORT AUGUSTUS | 132kV
FAUG2 | FORT AUGUSTUS 275KV |  | 2017-03-31 | 2958465 | ERRO2 |  | Y | 2017-03-31 | RDB_APP | 2017-03-31 | RDB_APP | 2017-03-31 | 2958465 | TO - Scottish Hydro Electric Transmission Ltd | FORT AUGUSTUS | 275kV
FAUG3 | FORT AUGUSTUS 33KV |  | 2017-03-31 | 2958465 | FAUG- |  | Y | 2017-03-31 | RDB_APP | 2017-03-31 | RDB_APP | 2017-03-31 | 2958465 | DNO - Scottish & Southern Energy DNO Scotland | FORT AUGUSTUS | 33kV
FAUG4 | FORT AUGUSTUS 400KV |  | 2017-03-31 | 2958465 | BEAU4 |  | Y | 2017-03-31 | RDB_APP | 2017-03-31 | RDB_APP | 2017-03-31 | 2958465 | TO - Scottish Hydro Electric Transmission Ltd | FORT AUGUSTUS | 400kV
FAWC5 | FAWLEY CENTRAL 11KV |  | 2017-03-31 | 2958465 |  |  | Y | 2017-03-31 | RDB_APP | 2017-03-31 | RDB_APP | 2017-03-31 | 2958465 | DNO - SSE Southern | FAWLEY CENTRAL | 11kV
FAWD6 | FAWDON 66KV |  | 2017-03-31 | 2958465 |  |  | Y | 2017-03-31 | RDB_APP | 2017-03-31 | RDB_APP | 2017-03-31 | 2958465 | DNO - NPG North East (Northen Power Grid) | FAWDON | 66kV
FAWD7 | FAWDON 22KV |  | 2017-03-31 | 2958465 |  |  | Y | 2017-03-31 | RDB_APP | 2017-03-31 | RDB_APP | 2017-03-31 | 2958465 | DNO - NPG North East (Northen Power Grid) | FAWDON | 22kV
FAWF3 | FALLAGO RIG WINDFARM 33KV |  | 2017-03-31 | 2958465 |  |  | Y | 2017-03-31 | RDB_APP | 2017-03-31 | RDB_APP | 2017-03-31 | 2958465 | Unknown | FALLAGO RIG WINDFARM | 33kV
FAWF4 | FALLAGO RIG WINDFARM 400KV |  | 2017-03-31 | 2958465 |  |  | Y | 2017-03-31 | RDB_APP | 2017-03-31 | RDB_APP | 2017-03-31 | 2958465 | TO - Scottish Hydro Electric Transmission Ltd | FALLAGO RIG WINDFARM | 400kV
FAWI1 | FAIRBURN WINDFARM 132KV |  | 2017-03-31 | 2958465 |  |  | Y | 2017-03-31 | RDB_APP | 2017-03-31 | RDB_APP | 2017-03-31 | 2958465 | PS - SSE Generation Limited | FAIRBURN WINDFARM | 132kV
FAWI3 | FAIRBURN WINDFARM 33KV |  | 2017-03-31 | 2958465 | FAIB3 |  | Y | 2017-03-31 | RDB_APP | 2017-03-31 | RDB_APP | 2017-03-31 | 2958465 | PS - SSE Generation Limited | FAIRBURN WINDFARM | 33kV
FAWL1 | FAWLEY 132KV |  | 2017-03-31 | 2958465 |  |  | Y | 2017-03-31 | RDB_APP | 2017-03-31 | RDB_APP | 2017-03-31 | 2958465 | TO - National Grid Electricity Transmission | FAWLEY | 132kV
FAWL4 | FAWLEY 400KV |  | 2017-03-31 | 2958465 |  |  | Y | 2017-03-31 | RDB_APP | 2017-03-31 | RDB_APP | 2017-03-31 | 2958465 | TO - National Grid Electricity Transmission | FAWLEY | 400kV
FAWL8 | FAWLEY 6.6KV |  | 2017-03-31 | 2958465 |  |  | Y | 2017-03-31 | RDB_APP | 2017-03-31 | RDB_APP | 2017-03-31 | 2958465 | TO - National Grid Electricity Transmission | FAWLEY | 6.6kV
FAWN1 | FAWLEY NORTH 132KV |  | 2017-03-31 | 2958465 |  |  | Y | 2017-03-31 | RDB_APP | 2017-03-31 | RDB_APP | 2017-03-31 | 2958465 | DNO - SSE Southern | FAWLEY NORTH | 132kV
FAWN5 | FAWLEY NORTH 11KV |  | 2017-03-31 | 2958465 |  |  | Y | 2017-03-31 | RDB_APP | 2017-03-31 | RDB_APP | 2017-03-31 | 2958465 | DNO - SSE Southern | FAWLEY NORTH | 11kV
FAWS1 | FAWLEY SOUTH 132KV |  | 2017-03-31 | 2958465 |  |  | Y | 2017-03-31 | RDB_APP | 2017-03-31 | RDB_APP | 2017-03-31 | 2958465 | DNO - SSE Southern | FAWLEY SOUTH | 132kV
FAWS5 | FAWLEY SOUTH 11KV |  | 2017-03-31 | 2958465 |  |  | Y | 2017-03-31 | RDB_APP | 2017-03-31 | RDB_APP | 2017-03-31 | 2958465 | DNO - SSE Southern | FAWLEY SOUTH | 11kV
FAZA3 | FAZAKERLEY 33KV |  | 2017-03-31 | 2958465 |  |  | Y | 2017-03-31 | RDB_APP | 2017-03-31 | RDB_APP | 2017-03-31 | 2958465 | DNO - SP MANWEB(Scottish Power) | FAZAKERLEY | 33kV
FDUN8 | FORT DUNLOP 6.6KV |  | 2017-03-31 | 2958465 |  |  | Y | 2017-03-31 | RDB_APP | 2017-03-31 | RDB_APP | 2017-03-31 | 2958465 | TO - National Grid Electricity Transmission | FORT DUNLOP | 6.6kV
FEAT1 | FEATHERSTONE 132KV |  | 2017-03-31 | 2958465 |  |  | Y | 2017-03-31 | RDB_APP | 2017-03-31 | RDB_APP | 2017-03-31 | 2958465 | DNO - NPG Yorkshire (Northen Power Grid) | FEATHERSTONE | 132kV
FEAT3 | FEATHERSTONE 33KV |  | 2017-03-31 | 2958465 |  |  | Y | 2017-03-31 | RDB_APP | 2017-03-31 | RDB_APP | 2017-03-31 | 2958465 | DNO - NPG Yorkshire (Northen Power Grid) | FEATHERSTONE | 33kV
FECK2 | FECKENHAM 275KV |  | 2017-03-31 | 2958465 |  |  | Y | 2017-03-31 | RDB_APP | 2017-03-31 | RDB_APP | 2017-03-31 | 2958465 | TO - National Grid Electricity Transmission | FECKENHAM | 275kV
FECK4 | FECKENHAM 400KV |  | 2017-03-31 | 2958465 |  |  | Y | 2017-03-31 | RDB_APP | 2017-03-31 | RDB_APP | 2017-03-31 | 2958465 | TO - National Grid Electricity Transmission | FECKENHAM | 400kV
FECK6 | FECKENHAM 66KV |  | 2017-03-31 | 2958465 |  |  | Y | 2017-03-31 | RDB_APP | 2017-03-31 | RDB_APP | 2017-03-31 | 2958465 | TO - National Grid Electricity Transmission | FECKENHAM | 66kV
FECK8 | FECKENHAM 6.6KV |  | 2017-03-31 | 2958465 |  |  | Y | 2017-03-31 | RDB_APP | 2017-03-31 | RDB_APP | 2017-03-31 | 2958465 | TO - National Grid Electricity Transmission | FECKENHAM | 6.6kV
FEER1 | FEEDER ROAD 132KV |  | 2017-03-31 | 2958465 |  |  | Y | 2017-03-31 | RDB_APP | 2017-03-31 | RDB_APP | 2017-03-31 | 2958465 | DNO - WPD South West | FEEDER ROAD | 132kV
FEER3 | FEEDER ROAD 33KV |  | 2017-03-31 | 2958465 |  |  | Y | 2017-03-31 | RDB_APP | 2017-03-31 | RDB_APP | 2017-03-31 | 2958465 | DNO - WPD South West | FEEDER ROAD | 33kV
FELL1 | FELLSIDE HEAT AND POWER 132KV |  | 2017-03-31 | 2958465 |  |  | Y | 2017-03-31 | RDB_APP | 2017-03-31 | RDB_APP | 2017-03-31 | 2958465 | PS - Sellafield Ltd | FELLSIDE HEAT AND POWER | 132kV
FELL5 | FELLSIDE HEAT AND POWER 11KV |  | 2017-03-31 | 2958465 |  |  | Y | 2017-03-31 | RDB_APP | 2017-03-31 | RDB_APP | 2017-03-31 | 2958465 | PS - Sellafield Ltd | FELLSIDE HEAT AND POWER | 11kV
FENW4 | FENWICK TEE 400KV |  | 2017-03-31 | 2958465 |  |  | Y | 2017-03-31 | RDB_APP | 2017-03-31 | RDB_APP | 2017-03-31 | 2958465 | TO - National Grid Electricity Transmission | FENWICK TEE | 400kV
FERN1 | FERNHURST 132KV |  | 2017-03-31 | 2958465 | FERO1 |  | Y | 2017-03-31 | RDB_APP | 2017-03-31 | RDB_APP | 2017-03-31 | 2958465 | DNO - SSE Southern | FERNHURST | 132kV
FERN3 | FERNHURST 33KV |  | 2017-03-31 | 2958465 | FERO1 |  | Y | 2017-03-31 | RDB_APP | 2017-03-31 | RDB_APP | 2017-03-31 | 2958465 | DNO - SSE Southern | FERNHURST | 33kV
FERO1 | FERNOCH WIND 132KV |  | 2017-03-31 | 2958465 | FERN1 |  | Y | 2017-03-31 | RDB_APP | 2017-03-31 | RDB_APP | 2017-03-31 | 2958465 | PS - SSE Generation Limited | FERNOCH WIND | 132kV
FERO3 | FERNOCH WIND 33KV |  | 2017-03-31 | 2958465 | FERN3 |  | Y | 2017-03-31 | RDB_APP | 2017-03-31 | RDB_APP | 2017-03-31 | 2958465 | PS - SSE Generation Limited | FERNOCH WIND | 33kV
FERO8 | FERNOCH WIND 6.6KV |  | 2017-03-31 | 2958465 | FERN3 |  | Y | 2017-03-31 | RDB_APP | 2017-03-31 | RDB_APP | 2017-03-31 | 2958465 | PS - SSE Generation Limited | FERNOCH WIND | 6.6kV
FERP1 | FERRYBRIDGE MULTIFUEL 132KV |  | 2017-03-31 | 2958465 |  |  | Y | 2017-03-31 | RDB_APP | 2017-03-31 | RDB_APP | 2017-03-31 | 2958465 | DNO - NPG Yorkshire (Northen Power Grid) | FERRYBRIDGE MULTIFUEL | 132kV
FERR1 | FERRYBRIDGE 132KV |  | 2017-03-31 | 2958465 |  |  | Y | 2017-03-31 | RDB_APP | 2017-03-31 | RDB_APP | 2017-03-31 | 2958465 | TO - National Grid Electricity Transmission | FERRYBRIDGE | 132kV
FERR1B | FERRYBRIDGE 132KV |  | 2017-03-31 | 2958465 |  |  | Y | 2017-03-31 | RDB_APP | 2017-03-31 | RDB_APP | 2017-03-31 | 2958465 | DNO - NPG Yorkshire (Northen Power Grid) | FERRYBRIDGE | 132kV
FERR2 | FERRYBRIDGE 275KV |  | 2017-03-31 | 2958465 |  |  | Y | 2017-03-31 | RDB_APP | 2017-03-31 | RDB_APP | 2017-03-31 | 2958465 | TO - National Grid Electricity Transmission | FERRYBRIDGE | 275kV
FERR2A | FERRYBRIDGE 275KV |  | 2017-03-31 | 2958465 |  |  | Y | 2017-03-31 | RDB_APP | 2017-03-31 | RDB_APP | 2017-03-31 | 2958465 | TO - National Grid Electricity Transmission | FERRYBRIDGE | 275kV
FERR2B | FERRYBRIDGE 275KV |  | 2017-03-31 | 2958465 |  |  | Y | 2017-03-31 | RDB_APP | 2017-03-31 | RDB_APP | 2017-03-31 | 2958465 | TO - National Grid Electricity Transmission | FERRYBRIDGE | 275kV
FERR2C | FERRYBRIDGE 275KV |  | 2017-03-31 | 2958465 |  |  | Y | 2017-03-31 | RDB_APP | 2017-03-31 | RDB_APP | 2017-03-31 | 2958465 | TO - National Grid Electricity Transmission | FERRYBRIDGE | 275kV
FERR4 | FERRYBRIDGE 400KV |  | 2017-03-31 | 2958465 |  |  | Y | 2017-03-31 | RDB_APP | 2017-03-31 | RDB_APP | 2017-03-31 | 2958465 | TO - National Grid Electricity Transmission | FERRYBRIDGE | 400kV
FERR4C | FERRYBRIDGE 400KV |  | 2017-03-31 | 2958465 |  |  | Y | 2017-03-31 | RDB_APP | 2017-03-31 | RDB_APP | 2017-03-31 | 2958465 | TO - National Grid Electricity Transmission | FERRYBRIDGE | 400kV
FERR5 | FERRYBRIDGE 11KV |  | 2017-03-31 | 2958465 |  |  | Y | 2017-03-31 | RDB_APP | 2017-03-31 | RDB_APP | 2017-03-31 | 2958465 | TO - National Grid Electricity Transmission | FERRYBRIDGE | 11kV
FERR6 | FERRYBRIDGE 66KV |  | 2017-03-31 | 2958465 |  |  | Y | 2017-03-31 | RDB_APP | 2017-03-31 | RDB_APP | 2017-03-31 | 2958465 | TO - National Grid Electricity Transmission | FERRYBRIDGE | 66kV
FERR6A | FERRYBRIDGE 66KV |  | 2017-03-31 | 2958465 |  |  | Y | 2017-03-31 | RDB_APP | 2017-03-31 | RDB_APP | 2017-03-31 | 2958465 | DNO - NPG Yorkshire (Northen Power Grid) | FERRYBRIDGE | 66kV
FERR8 | FERRYBRIDGE 6.6KV |  | 2017-03-31 | 2958465 |  |  | Y | 2017-03-31 | RDB_APP | 2017-03-31 | RDB_APP | 2017-03-31 | 2958465 | TO - National Grid Electricity Transmission | FERRYBRIDGE | 6.6kV
FERT1 | FERNOCH TEE 132KV |  | 2017-03-31 | 2958465 |  |  | Y | 2017-03-31 | RDB_APP | 2017-03-31 | RDB_APP | 2017-03-31 | 2958465 | TO - Scottish Hydro Electric Transmission Ltd | FERNOCH TEE | 132kV
FETT1 | FETTERESSO 132KV |  | 2017-03-31 | 2958465 | FETT1 |  | Y | 2017-03-31 | RDB_APP | 2017-03-31 | RDB_APP | 2017-03-31 | 2958465 | TO - Scottish Hydro Electric Transmission Ltd | FETTERESSO | 132kV
FETT2 | FETTERESSO 275KV |  | 2017-03-31 | 2958465 | FETT2 |  | Y | 2017-03-31 | RDB_APP | 2017-03-31 | RDB_APP | 2017-03-31 | 2958465 | TO - Scottish Hydro Electric Transmission Ltd | FETTERESSO | 275kV
FETT3 | FETTERESSO 33KV |  | 2017-03-31 | 2958465 | FETT1 |  | Y | 2017-03-31 | RDB_APP | 2017-03-31 | RDB_APP | 2017-03-31 | 2958465 | DNO - Scottish & Southern Energy DNO Scotland | FETTERESSO | 33kV
FETT4 | FETTERESSO 400KV |  | 2017-03-31 | 2958465 | FETT1 |  | Y | 2017-03-31 | RDB_APP | 2017-03-31 | RDB_APP | 2017-03-31 | 2958465 | TO - Scottish Hydro Electric Transmission Ltd | FETTERESSO | 400kV
FFES2 | FFESTINIOG 275KV |  | 2017-03-31 | 2958465 |  |  | Y | 2017-03-31 | RDB_APP | 2017-03-31 | RDB_APP | 2017-03-31 | 2958465 | TO - National Grid Electricity Transmission | FFESTINIOG | 275kV
FFES5 | FFESTINIOG 11KV |  | 2017-03-31 | 2958465 |  |  | Y | 2017-03-31 | RDB_APP | 2017-03-31 | RDB_APP | 2017-03-31 | 2958465 | Unknown | FFESTINIOG | 11kV
FFES8 | FFESTINIOG 6.6KV |  | 2017-03-31 | 2958465 |  |  | Y | 2017-03-31 | RDB_APP | 2017-03-31 | RDB_APP | 2017-03-31 | 2958465 | TO - National Grid Electricity Transmission | FFESTINIOG | 6.6kV
FFOR6 | FFORCHESS WINDFARM - CONNECTED TO OGDEN VALE 66KV 66KV |  | 2017-03-31 | 2958465 |  |  | Y | 2017-03-31 | RDB_APP | 2017-03-31 | RDB_APP | 2017-03-31 | 2958465 | Unknown | FFORCHESS WINDFARM - CONNECTED TO OGDEN VALE 66KV | 66kV
FIDD1 | FIDDES 132KV |  | 2017-03-31 | 2958465 | BREC1 |  | Y | 2017-03-31 | RDB_APP | 2017-03-31 | RDB_APP | 2017-03-31 | 2958465 | TO - Scottish Hydro Electric Transmission Ltd | FIDDES | 132kV
FIDD3 | FIDDES 33KV |  | 2017-03-31 | 2958465 | FIDD1 |  | Y | 2017-03-31 | RDB_APP | 2017-03-31 | RDB_APP | 2017-03-31 | 2958465 | DNO - Scottish & Southern Energy DNO Scotland | FIDDES | 33kV
FIDF1 | FIDDLERS FERRY 132KV |  | 2017-03-31 | 2958465 |  |  | Y | 2017-03-31 | RDB_APP | 2017-03-31 | RDB_APP | 2017-03-31 | 2958465 | TO - National Grid Electricity Transmission | FIDDLERS FERRY | 132kV
FIDF2 | FIDDLERS FERRY 275KV |  | 2017-03-31 | 2958465 |  |  | Y | 2017-03-31 | RDB_APP | 2017-03-31 | RDB_APP | 2017-03-31 | 2958465 | TO - National Grid Electricity Transmission | FIDDLERS FERRY | 275kV
FIDF5 | FIDDLERS FERRY 11KV |  | 2017-03-31 | 2958465 |  |  | Y | 2017-03-31 | RDB_APP | 2017-03-31 | RDB_APP | 2017-03-31 | 2958465 | TO - National Grid Electricity Transmission | FIDDLERS FERRY | 11kV
FIDF8 | FIDDLERS FERRY 6.6KV |  | 2017-03-31 | 2958465 |  |  | Y | 2017-03-31 | RDB_APP | 2017-03-31 | RDB_APP | 2017-03-31 | 2958465 | TO - National Grid Electricity Transmission | FIDDLERS FERRY | 6.6kV
FIFE1 | FIFE ENERGY 132KV |  | 2017-03-31 | 2958465 | FIFE1 |  | Y | 2017-03-31 | RDB_APP | 2017-03-31 | RDB_APP | 2017-03-31 | 2958465 | TO - Scottish Power Transmission Ltd | FIFE ENERGY | 132kV
FIFE5 | FIFE ENERGY 11KV |  | 2017-03-31 | 2958465 | FIFE1 |  | Y | 2017-03-31 | RDB_APP | 2017-03-31 | RDB_APP | 2017-03-31 | 2958465 | TO - Scottish Power Transmission Ltd | FIFE ENERGY | 11kV
FIFE8 | FIFE ENERGY 6.6KV |  | 2017-03-31 | 2958465 |  |  | Y | 2017-03-31 | RDB_APP | 2017-03-31 | RDB_APP | 2017-03-31 | 2958465 | TO - Scottish Power Transmission Ltd | FIFE ENERGY | 6.6kV
FIFO8 | FIFOOTS POINT 6.6KV |  | 2017-03-31 | 2958465 |  |  | Y | 2017-03-31 | RDB_APP | 2017-03-31 | RDB_APP | 2017-03-31 | 2958465 | TO - National Grid Electricity Transmission | FIFOOTS POINT | 6.6kV
FILT1 | FILTON 132KV |  | 2017-03-31 | 2958465 |  |  | Y | 2017-03-31 | RDB_APP | 2017-03-31 | RDB_APP | 2017-03-31 | 2958465 | DNO - WPD South West | FILTON | 132kV
FILT7 | FILTON 22KV |  | 2017-03-31 | 2958465 |  |  | Y | 2017-03-31 | RDB_APP | 2017-03-31 | RDB_APP | 2017-03-31 | 2958465 | DNO - WPD South West | FILTON | 22kV
FINL1 | FINLARIG 132KV |  | 2017-03-31 | 2958465 |  |  | Y | 2017-03-31 | RDB_APP | 2017-03-31 | RDB_APP | 2017-03-31 | 2958465 | TO - Scottish Hydro Electric Transmission Ltd | FINLARIG | 132kV
FINL5 | FINLARIG 11KV |  | 2017-03-31 | 2958465 | FINL1 |  | Y | 2017-03-31 | RDB_APP | 2017-03-31 | RDB_APP | 2017-03-31 | 2958465 | DNO - Scottish & Southern Energy DNO Scotland | FINLARIG | 11kV
FINN1 | FINNIESTON 132KV |  | 2017-03-31 | 2958465 |  |  | Y | 2017-03-31 | RDB_APP | 2017-03-31 | RDB_APP | 2017-03-31 | 2958465 | TO - Scottish Power Transmission Ltd | FINNIESTON | 132kV
FINN3 | FINNIESTON 33KV |  | 2017-03-31 | 2958465 |  |  | Y | 2017-03-31 | RDB_APP | 2017-03-31 | RDB_APP | 2017-03-31 | 2958465 | DNO - Scottish Power DNO Scotland | FINNIESTON | 33kV
FINQ1 | FINNIESTON QUAY (SP POWER DECIDED 29/1/2014 TO OPT FOR FINN AS CODE) 132KV |  | 2017-03-31 | 2958465 | FINQ1 |  | Y | 2017-03-31 | RDB_APP | 2017-03-31 | RDB_APP | 2017-03-31 | 2958465 | DNO - Scottish Power DNO Scotland | FINNIESTON QUAY (SP POWER DECIDED 29/1/2014 TO OPT FOR FINN AS CODE) | 132kV
FINQ3 | FINNIESTON QUAY (SP POWER DECIDED 29/1/2014 TO OPT FOR FINN AS CODE) 33KV |  | 2017-03-31 | 2958465 | FINQ1 |  | Y | 2017-03-31 | RDB_APP | 2017-03-31 | RDB_APP | 2017-03-31 | 2958465 | DNO - Scottish Power DNO Scotland | FINNIESTON QUAY (SP POWER DECIDED 29/1/2014 TO OPT FOR FINN AS CODE) | 33kV
FINY1 | FINCHLEY 132KV |  | 2017-03-31 | 2958465 |  |  | Y | 2017-03-31 | RDB_APP | 2017-03-31 | RDB_APP | 2017-03-31 | 2958465 | DNO - UK Power Networks Eastern | FINCHLEY | 132kV
FINY3 | FINCHLEY 33KV |  | 2017-03-31 | 2958465 |  |  | Y | 2017-03-31 | RDB_APP | 2017-03-31 | RDB_APP | 2017-03-31 | 2958465 | DNO - UK Power Networks Eastern | FINCHLEY | 33kV
FISH1 | FISHERSGATE 132KV |  | 2017-03-31 | 2958465 |  |  | Y | 2017-03-31 | RDB_APP | 2017-03-31 | RDB_APP | 2017-03-31 | 2958465 | DNO - UK Power Networks South East | FISHERSGATE | 132kV
FISH3 | FISHERSGATE 33KV |  | 2017-03-31 | 2958465 |  |  | Y | 2017-03-31 | RDB_APP | 2017-03-31 | RDB_APP | 2017-03-31 | 2958465 | DNO - UK Power Networks South East | FISHERSGATE | 33kV
FLEE1 | FLEET 132KV |  | 2017-03-31 | 2958465 |  |  | Y | 2017-03-31 | RDB_APP | 2017-03-31 | RDB_APP | 2017-03-31 | 2958465 | TO - National Grid Electricity Transmission | FLEET | 132kV
FLEE4 | FLEET 400KV |  | 2017-03-31 | 2958465 |  |  | Y | 2017-03-31 | RDB_APP | 2017-03-31 | RDB_APP | 2017-03-31 | 2958465 | TO - National Grid Electricity Transmission | FLEET | 400kV
FLEE8 | FLEET 6.6KV |  | 2017-03-31 | 2958465 |  |  | Y | 2017-03-31 | RDB_APP | 2017-03-31 | RDB_APP | 2017-03-31 | 2958465 | Unknown | FLEET | 6.6kV
FLFN1 | FLAG FEN 132KV |  | 2017-03-31 | 2958465 |  |  | Y | 2017-03-31 | RDB_APP | 2017-03-31 | RDB_APP | 2017-03-31 | 2958465 | DNO - UK Power Networks Eastern | FLAG FEN | 132kV
FLHA1 | FLEETHALL 132KV |  | 2017-03-31 | 2958465 |  |  | Y | 2017-03-31 | RDB_APP | 2017-03-31 | RDB_APP | 2017-03-31 | 2958465 | DNO - UK Power Networks Eastern | FLEETHALL | 132kV
FLHA3 | FLEETHALL 33KV |  | 2017-03-31 | 2958465 |  |  | Y | 2017-03-31 | RDB_APP | 2017-03-31 | RDB_APP | 2017-03-31 | 2958465 | DNO - UK Power Networks Eastern | FLEETHALL | 33kV
FLIB2 | FLINTSHIRE BRIDGE CONVERTER STATION 275kV |  | 2017-08-01 |  |  |  | Y | 2017-08-01 | feng.ding | 2017-08-01 | derek.young | 2017-08-01 |  | TO - National Grid Electricity Transmission | FLINTSHIRE BRIDGE CONVERTER STATION | 275kV
FLIB4 | FLINTSHIRE BRIDGE CONVERTER STATION 400KV |  | 2017-03-31 | 2958465 |  |  | Y | 2017-03-31 | RDB_APP | 2017-03-31 | RDB_APP | 2017-03-31 | 2958465 | TO - National Grid Electricity Transmission | FLINTSHIRE BRIDGE CONVERTER STATION | 400kV
FLIBDC | FLINTSHIRE BRIDGE CONVERTER STATION DC |  | 2017-08-01 |  |  |  | Y | 2017-08-01 | feng.ding | 2017-08-01 | derek.young | 2017-08-01 |  | TO - National Grid Electricity Transmission | FLINTSHIRE BRIDGE CONVERTER STATION | DC
FOBB1 | FOBBING TEE 132KV |  | 2017-03-31 | 2958465 |  |  | Y | 2017-03-31 | RDB_APP | 2017-03-31 | RDB_APP | 2017-03-31 | 2958465 | DNO - UK Power Networks Eastern | FOBBING TEE | 132kV
FOBR1 | FORSBROOK 132KV |  | 2017-03-31 | 2958465 |  |  | Y | 2017-03-31 | RDB_APP | 2017-03-31 | RDB_APP | 2017-03-31 | 2958465 | DNO - WPD West Midlands | FORSBROOK | 132kV
FOBR3 | FORSBROOK 33KV |  | 2017-03-31 | 2958465 |  |  | Y | 2017-03-31 | RDB_APP | 2017-03-31 | RDB_APP | 2017-03-31 | 2958465 | DNO - WPD West Midlands | FORSBROOK | 33kV
FOGG1 | FOGGIETON 132KV |  | 2017-03-31 | 2958465 | CRAI1 |  | Y | 2017-03-31 | RDB_APP | 2017-03-31 | RDB_APP | 2017-03-31 | 2958465 | TO - Scottish Hydro Electric Transmission Ltd | FOGGIETON | 132kV
FOGG1T | FOGGIETON 132KV |  | 2017-03-31 | 2958465 |  |  | Y | 2017-03-31 | RDB_APP | 2017-03-31 | RDB_APP | 2017-03-31 | 2958465 | TO - Scottish Hydro Electric Transmission Ltd | FOGGIETON | 132kV
FOLK1 | FOLKESTONE 132KV |  | 2017-03-31 | 2958465 |  |  | Y | 2017-03-31 | RDB_APP | 2017-03-31 | RDB_APP | 2017-03-31 | 2958465 | DNO - UK Power Networks South East | FOLKESTONE | 132kV
FOLK3 | FOLKESTONE 33KV |  | 2017-03-31 | 2958465 |  |  | Y | 2017-03-31 | RDB_APP | 2017-03-31 | RDB_APP | 2017-03-31 | 2958465 | DNO - UK Power Networks South East | FOLKESTONE | 33kV
FOLK5 | FOLKESTONE 11KV |  | 2017-03-31 | 2958465 |  |  | Y | 2017-03-31 | RDB_APP | 2017-03-31 | RDB_APP | 2017-03-31 | 2958465 | DNO - UK Power Networks South East | FOLKESTONE | 11kV
FORB1 | FORDS BRIDGEND 132KV |  | 2017-03-31 | 2958465 |  |  | Y | 2017-03-31 | RDB_APP | 2017-03-31 | RDB_APP | 2017-03-31 | 2958465 | DNO - WPD South Wales | FORDS BRIDGEND | 132kV
FORB5 | FORDS BRIDGEND 11KV |  | 2017-03-31 | 2958465 |  |  | Y | 2017-03-31 | RDB_APP | 2017-03-31 | RDB_APP | 2017-03-31 | 2958465 | DNO - WPD South Wales | FORDS BRIDGEND | 11kV
FORD1 | FORDS 132KV |  | 2017-03-31 | 2958465 |  |  | Y | 2017-03-31 | RDB_APP | 2017-03-31 | RDB_APP | 2017-03-31 | 2958465 | DNO - WPD West Midlands | FORDS | 132kV
FORD5 | FORDS 11KV |  | 2017-03-31 | 2958465 |  |  | Y | 2017-03-31 | RDB_APP | 2017-03-31 | RDB_APP | 2017-03-31 | 2958465 | DNO - WPD West Midlands | FORDS | 11kV
FORD7 | FORDS 22KV |  | 2017-03-31 | 2958465 |  |  | Y | 2017-03-31 | RDB_APP | 2017-03-31 | RDB_APP | 2017-03-31 | 2958465 | DNO - WPD West Midlands | FORDS | 22kV
FORM1 | FORMBY 132KV |  | 2017-03-31 | 2958465 |  |  | Y | 2017-03-31 | RDB_APP | 2017-03-31 | RDB_APP | 2017-03-31 | 2958465 | DNO - SP MANWEB(Scottish Power) | FORMBY | 132kV
FORM3 | FORMBY 33KV |  | 2017-03-31 | 2958465 |  |  | Y | 2017-03-31 | RDB_APP | 2017-03-31 | RDB_APP | 2017-03-31 | 2958465 | DNO - SP MANWEB(Scottish Power) | FORMBY | 33kV
FORS1 | MYBSTER 132KV |  | 2017-03-31 | 2958465 |  |  | Y | 2017-03-31 | RDB_APP | 2017-03-31 | RDB_APP | 2017-03-31 | 2958465 | Unknown | MYBSTER | 132kV
FOSI5 | FOSS ISLANDS 11KV |  | 2017-03-31 | 2958465 |  |  | Y | 2017-03-31 | RDB_APP | 2017-03-31 | RDB_APP | 2017-03-31 | 2958465 | DNO - NPG North East (Northen Power Grid) | FOSS ISLANDS | 11kV
FOUR2 | FOURSTONES 275KV |  | 2017-03-31 | 2958465 |  |  | Y | 2017-03-31 | RDB_APP | 2017-03-31 | RDB_APP | 2017-03-31 | 2958465 | TO - National Grid Electricity Transmission | FOURSTONES | 275kV
FOUR3 | FOURSTONES 33KV |  | 2017-03-31 | 2958465 |  |  | Y | 2017-03-31 | RDB_APP | 2017-03-31 | RDB_APP | 2017-03-31 | 2958465 | TO - National Grid Electricity Transmission | FOURSTONES | 33kV
FOUR7 | FOURSTONES 22KV |  | 2017-03-31 | 2958465 |  |  | Y | 2017-03-31 | RDB_APP | 2017-03-31 | RDB_APP | 2017-03-31 | 2958465 | TO - National Grid Electricity Transmission | FOURSTONES | 22kV
FOUX1 | FOUR CROSSES 132KV |  | 2017-03-31 | 2958465 |  |  | Y | 2017-03-31 | RDB_APP | 2017-03-31 | RDB_APP | 2017-03-31 | 2958465 | DNO - SP MANWEB(Scottish Power) | FOUR CROSSES | 132kV
FOUX3 | FOUR CROSSES 33KV |  | 2017-03-31 | 2958465 |  |  | Y | 2017-03-31 | RDB_APP | 2017-03-31 | RDB_APP | 2017-03-31 | 2958465 | DNO - SP MANWEB(Scottish Power) | FOUR CROSSES | 33kV
FOXJ3R | FOXHALL JUNCTION 33KV |  | 2017-03-31 | 2958465 |  |  | Y | 2017-03-31 | RDB_APP | 2017-03-31 | RDB_APP | 2017-03-31 | 2958465 | Unknown | FOXHALL JUNCTION | 33kV
FOYE2 | FOYERS 275KV |  | 2017-03-31 | 2958465 | BEAU2 |  | Y | 2017-03-31 | RDB_APP | 2017-03-31 | RDB_APP | 2017-03-31 | 2958465 | TO - Scottish Hydro Electric Transmission Ltd | FOYERS | 275kV
FOYE5 | FOYERS 11KV |  | 2017-03-31 | 2958465 |  |  | Y | 2017-03-31 | RDB_APP | 2017-03-31 | RDB_APP | 2017-03-31 | 2958465 | Unknown | FOYERS | 11kV
FOYE8 | FOYERS 6.6KV |  | 2017-03-31 | 2958465 | FOYE0 |  | Y | 2017-03-31 | RDB_APP | 2017-03-31 | RDB_APP | 2017-03-31 | 2958465 | TO - Scottish Hydro Electric Transmission Ltd | FOYERS | 6.6kV
FOYF3 | FOYERS FALLS 33KV |  | 2017-03-31 | 2958465 |  |  | Y | 2017-03-31 | RDB_APP | 2017-03-31 | RDB_APP | 2017-03-31 | 2958465 | DNO - Scottish & Southern Energy DNO Scotland | FOYERS FALLS | 33kV
FRAD1 | FRADDON 132KV |  | 2017-03-31 | 2958465 |  |  | Y | 2017-03-31 | RDB_APP | 2017-03-31 | RDB_APP | 2017-03-31 | 2958465 | DNO - WPD South West | FRADDON | 132kV
FRAD3 | FRADDON 33KV |  | 2017-03-31 | 2958465 |  |  | Y | 2017-03-31 | RDB_APP | 2017-03-31 | RDB_APP | 2017-03-31 | 2958465 | DNO - WPD South West | FRADDON | 33kV
FRAS1 | FRASERBURGH 132KV |  | 2017-03-31 | 2958465 |  |  | Y | 2017-03-31 | RDB_APP | 2017-03-31 | RDB_APP | 2017-03-31 | 2958465 | TO - Scottish Hydro Electric Transmission Ltd | FRASERBURGH | 132kV
FRAS3 | FRASERBURGH 33KV |  | 2017-03-31 | 2958465 | FRAS1 |  | Y | 2017-03-31 | RDB_APP | 2017-03-31 | RDB_APP | 2017-03-31 | 2958465 | TO - Scottish Hydro Electric Transmission Ltd | FRASERBURGH | 33kV
FROD1 | FRODSHAM 132KV |  | 2017-03-31 | 2958465 |  |  | Y | 2017-03-31 | RDB_APP | 2017-03-31 | RDB_APP | 2017-03-31 | 2958465 | TO - National Grid Electricity Transmission | FRODSHAM | 132kV
FROD2 | FRODSHAM 275KV |  | 2017-03-31 | 2958465 |  |  | Y | 2017-03-31 | RDB_APP | 2017-03-31 | RDB_APP | 2017-03-31 | 2958465 | TO - National Grid Electricity Transmission | FRODSHAM | 275kV
FROD2T | FRODSHAM 275KV |  | 2017-03-31 | 2958465 |  |  | Y | 2017-03-31 | RDB_APP | 2017-03-31 | RDB_APP | 2017-03-31 | 2958465 | TO - National Grid Electricity Transmission | FRODSHAM | 275kV
FROD3R | FRODSHAM 33KV |  | 2017-03-31 | 2958465 |  |  | Y | 2017-03-31 | RDB_APP | 2017-03-31 | RDB_APP | 2017-03-31 | 2958465 | Unknown | FRODSHAM | 33kV
FROD4 | FRODSHAM 400KV |  | 2017-03-31 | 2958465 |  |  | Y | 2017-03-31 | RDB_APP | 2017-03-31 | RDB_APP | 2017-03-31 | 2958465 | TO - National Grid Electricity Transmission | FRODSHAM | 400kV
FROM1 | FROME 132KV |  | 2017-03-31 | 2958465 |  |  | Y | 2017-03-31 | RDB_APP | 2017-03-31 | RDB_APP | 2017-03-31 | 2958465 | DNO - SSE Southern | FROME | 132kV
FROM3 | FROME 33KV |  | 2017-03-31 | 2958465 |  |  | Y | 2017-03-31 | RDB_APP | 2017-03-31 | RDB_APP | 2017-03-31 | 2958465 | DNO - SSE Southern | FROME | 33kV
FUAB1 | FULLABROOK WIND FARM 132KV |  | 2017-03-31 | 2958465 |  |  | Y | 2017-03-31 | RDB_APP | 2017-03-31 | RDB_APP | 2017-03-31 | 2958465 | PS - Devon Wind Power Ltd | FULLABROOK WIND FARM | 132kV
FULB1 | FULBOURNE 132KV |  | 2017-03-31 | 2958465 |  |  | Y | 2017-03-31 | RDB_APP | 2017-03-31 | RDB_APP | 2017-03-31 | 2958465 | DNO - UK Power Networks Eastern | FULBOURNE | 132kV
FULB3 | FULBOURNE 33KV |  | 2017-03-31 | 2958465 |  |  | Y | 2017-03-31 | RDB_APP | 2017-03-31 | RDB_APP | 2017-03-31 | 2958465 | DNO - UK Power Networks Eastern | FULBOURNE | 33kV
FULB5 | FULBOURNE 11KV |  | 2017-03-31 | 2958465 |  |  | Y | 2017-03-31 | RDB_APP | 2017-03-31 | RDB_APP | 2017-03-31 | 2958465 | DNO - UK Power Networks Eastern | FULBOURNE | 11kV
FWID1 | FORT WIDLEY 132KV |  | 2017-03-31 | 2958465 |  |  | Y | 2017-03-31 | RDB_APP | 2017-03-31 | RDB_APP | 2017-03-31 | 2958465 | DNO - SSE Southern | FORT WIDLEY | 132kV
FWID3 | FORT WIDLEY 33KV |  | 2017-03-31 | 2958465 |  |  | Y | 2017-03-31 | RDB_APP | 2017-03-31 | RDB_APP | 2017-03-31 | 2958465 | DNO - SSE Southern | FORT WIDLEY | 33kV
FWIL1 | FORT WILLIAM 132KV |  | 2017-03-31 | 2958465 | FWIL1 |  | Y | 2017-03-31 | RDB_APP | 2017-03-31 | RDB_APP | 2017-03-31 | 2958465 | TO - Scottish Hydro Electric Transmission Ltd | FORT WILLIAM | 132kV
FWIL3 | FORT WILLIAM 33KV |  | 2017-03-31 | 2958465 | FWIL- |  | Y | 2017-03-31 | RDB_APP | 2017-03-31 | RDB_APP | 2017-03-31 | 2958465 | DNO - Scottish & Southern Energy DNO Scotland | FORT WILLIAM | 33kV
FYRI1 | FYRISH 132KV |  | 2017-03-31 | 2958465 | FYRI1 |  | Y | 2017-03-31 | RDB_APP | 2017-03-31 | RDB_APP | 2017-03-31 | 2958465 | Unknown | FYRISH | 132kV
FYRI2 | FYRISH 275KV |  | 2017-03-31 | 2958465 |  |  | Y | 2017-03-31 | RDB_APP | 2017-03-31 | RDB_APP | 2017-03-31 | 2958465 | TO - Scottish Hydro Electric Transmission Ltd | FYRISH | 275kV
GALA1 | GALASHIELS 132KV |  | 2017-03-31 | 2958465 | DALK1 |  | Y | 2017-03-31 | RDB_APP | 2017-03-31 | RDB_APP | 2017-03-31 | 2958465 | TO - Scottish Power Transmission Ltd | GALASHIELS | 132kV
GALA3 | GALASHIELS 33KV |  | 2017-03-31 | 2958465 | GALA1 |  | Y | 2017-03-31 | RDB_APP | 2017-03-31 | RDB_APP | 2017-03-31 | 2958465 | DNO - Scottish Power DNO Scotland | GALASHIELS | 33kV
GALI1 | GALILEO SUBSTATION 132KV |  | 2017-03-31 | 2958465 |  |  | Y | 2017-03-31 | RDB_APP | 2017-03-31 | RDB_APP | 2017-03-31 | 2958465 | DNO - SSE Southern | GALILEO SUBSTATION | 132kV
GALI5 | GALILEO SUBSTATION 11KV |  | 2017-03-31 | 2958465 |  |  | Y | 2017-03-31 | RDB_APP | 2017-03-31 | RDB_APP | 2017-03-31 | 2958465 | DNO - SSE Southern | GALILEO SUBSTATION | 11kV
GALW1 | GALAWHISTLE WIND FARM 132KV |  | 2017-03-31 | 2958465 | COAL1 |  | Y | 2017-03-31 | RDB_APP | 2017-03-31 | RDB_APP | 2017-03-31 | 2958465 | PS - SCOTTISH POWER RENWABLES | GALAWHISTLE WIND FARM | 132kV
GALW3 | GALAWHISTLE WIND FARM 33KV |  | 2017-03-31 | 2958465 |  |  | Y | 2017-03-31 | RDB_APP | 2017-03-31 | RDB_APP | 2017-03-31 | 2958465 | PS - SCOTTISH POWER RENWABLES | GALAWHISTLE WIND FARM | 33kV
GAOF1 | GALLOPER OFFSHORE SUBSTATION 132KV |  | 2017-03-31 | 2958465 |  |  | Y | 2017-03-31 | RDB_APP | 2017-03-31 | RDB_APP | 2017-03-31 | 2958465 | PS - RWE Npower Renewables Ltd | GALLOPER OFFSHORE SUBSTATION | 132kV
GAOF8 | GALLOPER OFFSHORE SUBSTATION 6.6KV |  | 2017-03-31 | 2958465 |  |  | Y | 2017-03-31 | RDB_APP | 2017-03-31 | RDB_APP | 2017-03-31 | 2958465 | PS - RWE Npower Renewables Ltd | GALLOPER OFFSHORE SUBSTATION | 6.6kV
GARB1 | GARELOCHHEAD BOUNDARY 132KV |  | 2017-03-31 | 2958465 | GARB1 |  | Y | 2017-03-31 | RDB_APP | 2017-03-31 | RDB_APP | 2017-03-31 | 2958465 | TO - Scottish Power Transmission Ltd | GARELOCHHEAD BOUNDARY | 132kV
GARE1 | GARELOCH 132KV |  | 2017-03-31 | 2958465 | GARB1 |  | Y | 2017-03-31 | RDB_APP | 2017-03-31 | RDB_APP | 2017-03-31 | 2958465 | TO - Scottish Power Transmission Ltd | GARELOCH | 132kV
GARE1T | GARELOCH 132KV |  | 2017-03-31 | 2958465 |  |  | Y | 2017-03-31 | RDB_APP | 2017-03-31 | RDB_APP | 2017-03-31 | 2958465 | TO - Scottish Power Transmission Ltd | GARELOCH | 132kV
GARS1 | GARSTON 132KV |  | 2017-03-31 | 2958465 |  |  | Y | 2017-03-31 | RDB_APP | 2017-03-31 | RDB_APP | 2017-03-31 | 2958465 | DNO - SP MANWEB(Scottish Power) | GARSTON | 132kV
GARS3 | GARSTON 33KV |  | 2017-03-31 | 2958465 |  |  | Y | 2017-03-31 | RDB_APP | 2017-03-31 | RDB_APP | 2017-03-31 | 2958465 | DNO - SP MANWEB(Scottish Power) | GARSTON | 33kV
GART4 | GARTH CABLE COMPOUND 400KV |  | 2017-03-31 | 2958465 |  |  | Y | 2017-03-31 | RDB_APP | 2017-03-31 | RDB_APP | 2017-03-31 | 2958465 | TO - National Grid Electricity Transmission | GARTH CABLE COMPOUND | 400kV
GART4T | GARTH CABLE COMPOUND 400KV |  | 2017-03-31 | 2958465 |  |  | Y | 2017-03-31 | RDB_APP | 2017-03-31 | RDB_APP | 2017-03-31 | 2958465 | TO - National Grid Electricity Transmission | GARTH CABLE COMPOUND | 400kV
GATE1 | GATEACRE 132KV |  | 2017-03-31 | 2958465 |  |  | Y | 2017-03-31 | RDB_APP | 2017-03-31 | RDB_APP | 2017-03-31 | 2958465 | DNO - SP MANWEB(Scottish Power) | GATEACRE | 132kV
GATE3 | GATEACRE 33KV |  | 2017-03-31 | 2958465 |  |  | Y | 2017-03-31 | RDB_APP | 2017-03-31 | RDB_APP | 2017-03-31 | 2958465 | DNO - SP MANWEB(Scottish Power) | GATEACRE | 33kV
GAUR3 | GAUR 33KV |  | 2017-03-31 | 2958465 |  |  | Y | 2017-03-31 | RDB_APP | 2017-03-31 | RDB_APP | 2017-03-31 | 2958465 | Unknown | GAUR | 33kV
GAUR5 | GAUR 11KV |  | 2017-03-31 | 2958465 | GAUR3 |  | Y | 2017-03-31 | RDB_APP | 2017-03-31 | RDB_APP | 2017-03-31 | 2958465 | DNO - Scottish & Southern Energy DNO Scotland | GAUR | 11kV
GGAT3 | GGATE 33KV |  | 2017-03-31 | 2958465 |  |  | Y | 2017-03-31 | RDB_APP | 2017-03-31 | RDB_APP | 2017-03-31 | 2958465 | DNO - SP MANWEB(Scottish Power) | GGATE | 33kV
GGON1 | GREATER GABBARD ONSHORE SUBSTATION 132KV |  | 2017-03-31 | 2958465 |  |  | Y | 2017-03-31 | RDB_APP | 2017-03-31 | RDB_APP | 2017-03-31 | 2958465 | TO - National Grid Electricity Transmission | GREATER GABBARD ONSHORE SUBSTATION | 132kV
GGON5 | GREATER GABBARD ONSHORE SUBSTATION 11KV |  | 2017-03-31 | 2958465 |  |  | Y | 2017-03-31 | RDB_APP | 2017-03-31 | RDB_APP | 2017-03-31 | 2958465 | TO - National Grid Electricity Transmission | GREATER GABBARD ONSHORE SUBSTATION | 11kV
GGON8 | GREATER GABBARD ONSHORE SUBSTATION 6.6KV |  | 2017-03-31 | 2958465 |  |  | Y | 2017-03-31 | RDB_APP | 2017-03-31 | RDB_APP | 2017-03-31 | 2958465 | PS - SSE Generation Limited | GREATER GABBARD ONSHORE SUBSTATION | 6.6kV
GIBR1 | GIBBONS ROAD 132KV |  | 2017-03-31 | 2958465 |  |  | Y | 2017-03-31 | RDB_APP | 2017-03-31 | RDB_APP | 2017-03-31 | 2958465 | DNO - UK Power Networks Central | GIBBONS ROAD | 132kV
GIBR5 | GIBBONS ROAD 11KV |  | 2017-03-31 | 2958465 |  |  | Y | 2017-03-31 | RDB_APP | 2017-03-31 | RDB_APP | 2017-03-31 | 2958465 | DNO - UK Power Networks Central | GIBBONS ROAD | 11kV
GIFF2 | GIFFNOCK 275KV |  | 2017-03-31 | 2958465 | BUSB2 |  | Y | 2017-03-31 | RDB_APP | 2017-03-31 | RDB_APP | 2017-03-31 | 2958465 | TO - Scottish Power Transmission Ltd | GIFFNOCK | 275kV
GIFF3 | GIFFNOCK 33KV |  | 2017-03-31 | 2958465 | GIFF2 |  | Y | 2017-03-31 | RDB_APP | 2017-03-31 | RDB_APP | 2017-03-31 | 2958465 | TO - Scottish Power Transmission Ltd | GIFFNOCK | 33kV
GILL1 | GILLMOSS 132KV |  | 2017-03-31 | 2958465 |  |  | Y | 2017-03-31 | RDB_APP | 2017-03-31 | RDB_APP | 2017-03-31 | 2958465 | DNO - SP MANWEB(Scottish Power) | GILLMOSS | 132kV
GILL3 | GILLMOSS 33KV |  | 2017-03-31 | 2958465 |  |  | Y | 2017-03-31 | RDB_APP | 2017-03-31 | RDB_APP | 2017-03-31 | 2958465 | DNO - SP MANWEB(Scottish Power) | GILLMOSS | 33kV
GIRT1 | GIRTON TEE 132KV |  | 2017-03-31 | 2958465 |  |  | Y | 2017-03-31 | RDB_APP | 2017-03-31 | RDB_APP | 2017-03-31 | 2958465 | DNO - UK Power Networks Eastern | GIRTON TEE | 132kV
GLAG1 | GLENAGNES 132KV |  | 2017-03-31 | 2958465 | CHAR1 |  | Y | 2017-03-31 | RDB_APP | 2017-03-31 | RDB_APP | 2017-03-31 | 2958465 | TO - Scottish Hydro Electric Transmission Ltd | GLENAGNES | 132kV
GLAG3 | GLENAGNES 33KV |  | 2017-03-31 | 2958465 | GLAG1 |  | Y | 2017-03-31 | RDB_APP | 2017-03-31 | RDB_APP | 2017-03-31 | 2958465 | DNO - Scottish & Southern Energy DNO Scotland | GLENAGNES | 33kV
GLAP3 | GLEN APP 33KV |  | 2017-03-31 | 2958465 |  |  | Y | 2017-03-31 | RDB_APP | 2017-03-31 | RDB_APP | 2017-03-31 | 2958465 | Unknown | GLEN APP | 33kV
GLDO1 | GLENDOE SUBSTATION 132KV |  | 2017-03-31 | 2958465 | FAUG1 |  | Y | 2017-03-31 | RDB_APP | 2017-03-31 | RDB_APP | 2017-03-31 | 2958465 | TO - Scottish Hydro Electric Transmission Ltd | GLENDOE SUBSTATION | 132kV
GLDO8 | GLENDOE SUBSTATION 6.6KV |  | 2017-03-31 | 2958465 | GLDO1 |  | Y | 2017-03-31 | RDB_APP | 2017-03-31 | RDB_APP | 2017-03-31 | 2958465 | TO - Scottish Hydro Electric Transmission Ltd | GLENDOE SUBSTATION | 6.6kV
GLED3 | GLENDOE HYDRO 33KV |  | 2017-03-31 | 2958465 |  |  | Y | 2017-03-31 | RDB_APP | 2017-03-31 | RDB_APP | 2017-03-31 | 2958465 | Unknown | GLENDOE HYDRO | 33kV
GLEN1 | GLENMORISTON 132KV |  | 2017-03-31 | 2958465 |  |  | Y | 2017-03-31 | RDB_APP | 2017-03-31 | RDB_APP | 2017-03-31 | 2958465 | TO - Scottish Hydro Electric Transmission Ltd | GLENMORISTON | 132kV
GLEN5 | GLENMORISTON 11KV |  | 2017-03-31 | 2958465 | GLEN1 |  | Y | 2017-03-31 | RDB_APP | 2017-03-31 | RDB_APP | 2017-03-31 | 2958465 | DNO - Scottish & Southern Energy DNO Scotland | GLENMORISTON | 11kV
GLFA1 | GLENFARCLAS 132KV |  | 2017-03-31 | 2958465 | BOAG1 |  | Y | 2017-03-31 | RDB_APP | 2017-03-31 | RDB_APP | 2017-03-31 | 2958465 | TO - Scottish Hydro Electric Transmission Ltd | GLENFARCLAS | 132kV
GLFA3 | GLENFARCLAS 33KV |  | 2017-03-31 | 2958465 | GLFA1 |  | Y | 2017-03-31 | RDB_APP | 2017-03-31 | RDB_APP | 2017-03-31 | 2958465 | DNO - Scottish & Southern Energy DNO Scotland | GLENFARCLAS | 33kV
GLGL1 | GLENGLASS SUBSTATION 132kV |  | 2017-08-02 |  |  |  | Y | 2017-08-02 | feng.ding | 2017-08-02 | derek.young | 2017-08-02 |  | TO - Scottish Power Transmission Ltd | GLENGLASS SUBSTATION | 132kV
GLGL3 | GLENGLASS SUBSTATION 33kV |  | 2017-08-02 |  |  |  | Y | 2017-08-02 | feng.ding | 2017-08-02 | derek.young | 2017-08-02 |  | TO - Scottish Power Transmission Ltd | GLENGLASS SUBSTATION | 33kV
GLLE1 | GLENLEE 132KV |  | 2017-03-31 | 2958465 | EAST1 |  | Y | 2017-03-31 | RDB_APP | 2017-03-31 | RDB_APP | 2017-03-31 | 2958465 | TO - Scottish Power Transmission Ltd | GLENLEE | 132kV
GLLE5 | GLENLEE 11KV |  | 2017-03-31 | 2958465 | EAST5 |  | Y | 2017-03-31 | RDB_APP | 2017-03-31 | RDB_APP | 2017-03-31 | 2958465 | TO - Scottish Power Transmission Ltd | GLENLEE | 11kV
GLLR3 | GLEN APP & LOCH REE WIND FARM 33kV |  | 2017-09-07 |  |  |  | Y | 2017-09-07 | derek.young | 2017-09-07 | feng.ding | 2017-09-07 |  | PS - SCOTTISH POWER RENWABLES | GLEN APP & LOCH REE WIND FARM | 33kV
GLLU1 | GLENLUCE 132KV |  | 2017-03-31 | 2958465 |  |  | Y | 2017-03-31 | RDB_APP | 2017-03-31 | RDB_APP | 2017-03-31 | 2958465 | TO - Scottish Power Transmission Ltd | GLENLUCE | 132kV
GLLU3 | GLENLUCE 33KV |  | 2017-03-31 | 2958465 | GLLU1 |  | Y | 2017-03-31 | RDB_APP | 2017-03-31 | RDB_APP | 2017-03-31 | 2958465 | TO - Scottish Power Transmission Ltd | GLENLUCE | 33kV
GLNI1 | GLENNISTON 132KV |  | 2017-03-31 | 2958465 |  |  | Y | 2017-03-31 | RDB_APP | 2017-03-31 | RDB_APP | 2017-03-31 | 2958465 | TO - Scottish Power Transmission Ltd | GLENNISTON | 132kV
GLNI3 | GLENNISTON 33KV |  | 2017-03-31 | 2958465 | GLNI1 |  | Y | 2017-03-31 | RDB_APP | 2017-03-31 | RDB_APP | 2017-03-31 | 2958465 | TO - Scottish Power Transmission Ltd | GLENNISTON | 33kV
GLNR1 | GLYN RHOWY 132kV | SP-Manweb 2017 Week 24 | 2017-09-25 |  |  |  | Y | 2017-09-25 | Joaquin.Jimenez | 2017-09-25 | Geoff.Ray | 2017-09-25 |  | DNO - SP MANWEB(Scottish Power) | GLYN RHOWY | 132kV
GLOF3 | GLENS OF FOUNDLAND WIND 33KV |  | 2017-03-31 | 2958465 | KEIT3 |  | Y | 2017-03-31 | RDB_APP | 2017-03-31 | RDB_APP | 2017-03-31 | 2958465 | PS - SSE Generation Limited | GLENS OF FOUNDLAND WIND | 33kV
GLOU1 | GLOUCESTER 132KV |  | 2017-03-31 | 2958465 |  |  | Y | 2017-03-31 | RDB_APP | 2017-03-31 | RDB_APP | 2017-03-31 | 2958465 | DNO - WPD West Midlands | GLOUCESTER | 132kV
GLRB2 | GLENROTHES BOUNDARY 275KV |  | 2017-03-31 | 2958465 | GLRB2 |  | Y | 2017-03-31 | RDB_APP | 2017-03-31 | RDB_APP | 2017-03-31 | 2958465 | TO - Scottish Power Transmission Ltd | GLENROTHES BOUNDARY | 275kV
GLRO2 | GLENROTHES 275KV |  | 2017-03-31 | 2958465 | GLRB2 |  | Y | 2017-03-31 | RDB_APP | 2017-03-31 | RDB_APP | 2017-03-31 | 2958465 | TO - Scottish Power Transmission Ltd | GLENROTHES | 275kV
GLRO3 | GLENROTHES 33KV |  | 2017-03-31 | 2958465 | GLRO2 |  | Y | 2017-03-31 | RDB_APP | 2017-03-31 | RDB_APP | 2017-03-31 | 2958465 | TO - Scottish Power Transmission Ltd | GLENROTHES | 33kV
GLRO5 | GLENROTHES 11KV |  | 2017-03-31 | 2958465 | GLRO3 |  | Y | 2017-03-31 | RDB_APP | 2017-03-31 | RDB_APP | 2017-03-31 | 2958465 | TO - Scottish Power Transmission Ltd | GLENROTHES | 11kV
GMOW1 | GWYNT-Y-MOR ONSHORE 132KV |  | 2017-03-31 | 2958465 |  |  | Y | 2017-03-31 | RDB_APP | 2017-03-31 | RDB_APP | 2017-03-31 | 2958465 | PS - RWE Npower Renewables Ltd | GWYNT-Y-MOR ONSHORE | 132kV
GODG1 | GODDARDS GREEN 132KV |  | 2017-03-31 | 2958465 |  |  | Y | 2017-03-31 | RDB_APP | 2017-03-31 | RDB_APP | 2017-03-31 | 2958465 | DNO - UK Power Networks South East | GODDARDS GREEN | 132kV
GODG3 | GODDARDS GREEN 33KV |  | 2017-03-31 | 2958465 |  |  | Y | 2017-03-31 | RDB_APP | 2017-03-31 | RDB_APP | 2017-03-31 | 2958465 | DNO - UK Power Networks South East | GODDARDS GREEN | 33kV
GOHI3 | GORDONSTOWN HILL 33KV |  | 2017-03-31 | 2958465 |  |  | Y | 2017-03-31 | RDB_APP | 2017-03-31 | RDB_APP | 2017-03-31 | 2958465 | DNO - Scottish & Southern Energy DNO Scotland | GORDONSTOWN HILL | 33kV
GOHI8 | GORDONSTOWN HILL 6.6KV |  | 2017-03-31 | 2958465 |  |  | Y | 2017-03-31 | RDB_APP | 2017-03-31 | RDB_APP | 2017-03-31 | 2958465 | DNO - Scottish & Southern Energy DNO Scotland | GORDONSTOWN HILL | 6.6kV
GOIT1 | GOITSIDE 132KV |  | 2017-03-31 | 2958465 |  |  | Y | 2017-03-31 | RDB_APP | 2017-03-31 | RDB_APP | 2017-03-31 | 2958465 | DNO - WPD East Midlands | GOITSIDE | 132kV
GOIT3 | GOITSIDE 33KV |  | 2017-03-31 | 2958465 |  |  | Y | 2017-03-31 | RDB_APP | 2017-03-31 | RDB_APP | 2017-03-31 | 2958465 | DNO - WPD East Midlands | GOITSIDE | 33kV
GOLH1 | GOLDEN HILL 132KV |  | 2017-03-31 | 2958465 |  |  | Y | 2017-03-31 | RDB_APP | 2017-03-31 | RDB_APP | 2017-03-31 | 2958465 | DNO - WPD South Wales | GOLDEN HILL | 132kV
GOLH3 | GOLDEN HILL 33KV |  | 2017-03-31 | 2958465 |  |  | Y | 2017-03-31 | RDB_APP | 2017-03-31 | RDB_APP | 2017-03-31 | 2958465 | DNO - WPD South Wales | GOLDEN HILL | 33kV
GOOF6 | GOOLE FIELDS 66KV |  | 2017-03-31 | 2958465 |  |  | Y | 2017-03-31 | RDB_APP | 2017-03-31 | RDB_APP | 2017-03-31 | 2958465 | DNO - NPG Yorkshire (Northen Power Grid) | GOOLE FIELDS | 66kV
GOOL6 | GOOLE 66KV |  | 2017-03-31 | 2958465 |  |  | Y | 2017-03-31 | RDB_APP | 2017-03-31 | RDB_APP | 2017-03-31 | 2958465 | DNO - NPG Yorkshire (Northen Power Grid) | GOOLE | 66kV
GORG1 | GORGIE 132KV |  | 2017-03-31 | 2958465 | CURR1 |  | Y | 2017-03-31 | RDB_APP | 2017-03-31 | RDB_APP | 2017-03-31 | 2958465 | TO - Scottish Power Transmission Ltd | GORGIE | 132kV
GORG3 | GORGIE 33KV |  | 2017-03-31 | 2958465 | GORG1 |  | Y | 2017-03-31 | RDB_APP | 2017-03-31 | RDB_APP | 2017-03-31 | 2958465 | TO - Scottish Power Transmission Ltd | GORGIE | 33kV
GORL1 | GORLESTON 132KV |  | 2017-03-31 | 2958465 |  |  | Y | 2017-03-31 | RDB_APP | 2017-03-31 | RDB_APP | 2017-03-31 | 2958465 | DNO - UK Power Networks Eastern | GORLESTON | 132kV
GORL3 | GORLESTON 33KV |  | 2017-03-31 | 2958465 |  |  | Y | 2017-03-31 | RDB_APP | 2017-03-31 | RDB_APP | 2017-03-31 | 2958465 | DNO - UK Power Networks Eastern | GORLESTON | 33kV
GORW2 | GORDONBUSH WINDFARM 275KV |  | 2017-03-31 | 2958465 | BEAU2 |  | Y | 2017-03-31 | RDB_APP | 2017-03-31 | RDB_APP | 2017-03-31 | 2958465 | PS - SSE Generation Limited | GORDONBUSH WINDFARM | 275kV
GORW2A | GORDONBUSH WINDFARM 275KV |  | 2017-03-31 | 2958465 |  |  | Y | 2017-03-31 | RDB_APP | 2017-03-31 | RDB_APP | 2017-03-31 | 2958465 | PS - SSE Generation Limited | GORDONBUSH WINDFARM | 275kV
GORW3 | GORDONBUSH WINDFARM 33KV |  | 2017-03-31 | 2958465 | GORW2 |  | Y | 2017-03-31 | RDB_APP | 2017-03-31 | RDB_APP | 2017-03-31 | 2958465 | PS - SSE Generation Limited | GORDONBUSH WINDFARM | 33kV
GORW8 | GORDONBUSH WINDFARM 6.6KV |  | 2017-03-31 | 2958465 | GORW- |  | Y | 2017-03-31 | RDB_APP | 2017-03-31 | RDB_APP | 2017-03-31 | 2958465 | PS - SSE Generation Limited | GORDONBUSH WINDFARM | 6.6kV
GOVA1 | GOVAN 132KV |  | 2017-03-31 | 2958465 | BRAE1 |  | Y | 2017-03-31 | RDB_APP | 2017-03-31 | RDB_APP | 2017-03-31 | 2958465 | TO - Scottish Power Transmission Ltd | GOVAN | 132kV
GOVA3 | GOVAN 33KV |  | 2017-03-31 | 2958465 | GOVA1 |  | Y | 2017-03-31 | RDB_APP | 2017-03-31 | RDB_APP | 2017-03-31 | 2958465 | TO - Scottish Power Transmission Ltd | GOVAN | 33kV
GOWE1 | GOWERTON EAST 132KV |  | 2017-03-31 | 2958465 |  |  | Y | 2017-03-31 | RDB_APP | 2017-03-31 | RDB_APP | 2017-03-31 | 2958465 | DNO - WPD South Wales | GOWERTON EAST | 132kV
GOWE3 | GOWERTON EAST 33KV |  | 2017-03-31 | 2958465 |  |  | Y | 2017-03-31 | RDB_APP | 2017-03-31 | RDB_APP | 2017-03-31 | 2958465 | DNO - WPD South Wales | GOWERTON EAST | 33kV
GOWK2 | GOWKTHRAPPLE 275KV |  | 2017-03-31 | 2958465 |  |  | Y | 2017-03-31 | RDB_APP | 2017-03-31 | RDB_APP | 2017-03-31 | 2958465 | TO - Scottish Power Transmission Ltd | GOWKTHRAPPLE | 275kV
GOWK7 | GOWKTHRAPPLE 25KV |  | 2017-03-31 | 2958465 | WISH2 |  | Y | 2017-03-31 | RDB_APP | 2017-03-31 | RDB_APP | 2017-03-31 | 2958465 | TO - Scottish Power Transmission Ltd | GOWKTHRAPPLE | 22kV
GRAI1 | GRAIN 132KV |  | 2017-03-31 | 2958465 |  |  | Y | 2017-03-31 | RDB_APP | 2017-03-31 | RDB_APP | 2017-03-31 | 2958465 | TO - National Grid Electricity Transmission | GRAIN | 132kV
GRAI4 | GRAIN 400KV |  | 2017-03-31 | 2958465 |  |  | Y | 2017-03-31 | RDB_APP | 2017-03-31 | RDB_APP | 2017-03-31 | 2958465 | TO - National Grid Electricity Transmission | GRAIN | 400kV
GRAI4G | GRAIN 400KV |  | 2017-03-31 | 2958465 |  |  | Y | 2017-03-31 | RDB_APP | 2017-03-31 | RDB_APP | 2017-03-31 | 2958465 | TO - National Grid Electricity Transmission | GRAIN | 400kV
GRAI5 | GRAIN 11KV |  | 2017-03-31 | 2958465 |  |  | Y | 2017-03-31 | RDB_APP | 2017-03-31 | RDB_APP | 2017-03-31 | 2958465 | TO - National Grid Electricity Transmission | GRAIN | 11kV
GRAI8 | GRAIN 6.6KV |  | 2017-03-31 | 2958465 |  |  | Y | 2017-03-31 | RDB_APP | 2017-03-31 | RDB_APP | 2017-03-31 | 2958465 | TO - National Grid Electricity Transmission | GRAIN | 6.6kV
GRAN6 | GRANGE 66KV |  | 2017-03-31 | 2958465 |  |  | Y | 2017-03-31 | RDB_APP | 2017-03-31 | RDB_APP | 2017-03-31 | 2958465 | TO - National Grid Electricity Transmission | GRANGE | 66kV
GRAS1 | GRANTHAM SOUTH 132KV |  | 2017-03-31 | 2958465 |  |  | Y | 2017-03-31 | RDB_APP | 2017-03-31 | RDB_APP | 2017-03-31 | 2958465 | DNO - WPD East Midlands | GRANTHAM SOUTH | 132kV
GRAS5 | GRANTHAM SOUTH 11KV |  | 2017-03-31 | 2958465 |  |  | Y | 2017-03-31 | RDB_APP | 2017-03-31 | RDB_APP | 2017-03-31 | 2958465 | DNO - WPD East Midlands | GRANTHAM SOUTH | 11kV
GRAT1 | GRANTHAM LONDONTHORPE 132KV |  | 2017-03-31 | 2958465 |  |  | Y | 2017-03-31 | RDB_APP | 2017-03-31 | RDB_APP | 2017-03-31 | 2958465 | DNO - WPD South Wales | GRANTHAM LONDONTHORPE | 132kV
GRAT5 | GRANTHAM LONDONTHORPE 11KV |  | 2017-03-31 | 2958465 |  |  | Y | 2017-03-31 | RDB_APP | 2017-03-31 | RDB_APP | 2017-03-31 | 2958465 | DNO - WPD South Wales | GRANTHAM LONDONTHORPE | 11kV
GREE5 | GREENHILL (NETWORK RAIL) 11KV |  | 2017-03-31 | 2958465 |  |  | Y | 2017-03-31 | RDB_APP | 2017-03-31 | RDB_APP | 2017-03-31 | 2958465 | DNO - SSE Southern | GREENHILL (NETWORK RAIL) | 11kV
GREE6 | GREENHILL (NETWORK RAIL) 66KV |  | 2017-03-31 | 2958465 |  |  | Y | 2017-03-31 | RDB_APP | 2017-03-31 | RDB_APP | 2017-03-31 | 2958465 | DNO - SSE Southern | GREENHILL (NETWORK RAIL) | 66kV
GREG1 | GREATER GABBARD OFFSHORE WIND FARM 132KV |  | 2017-03-31 | 2958465 |  |  | Y | 2017-03-31 | RDB_APP | 2017-03-31 | RDB_APP | 2017-03-31 | 2958465 | PS - SSE Generation Limited | GREATER GABBARD OFFSHORE WIND FARM | 132kV
GREG1A | GREATER GABBARD OFFSHORE WIND FARM 132KV |  | 2017-03-31 | 2958465 |  |  | Y | 2017-03-31 | RDB_APP | 2017-03-31 | RDB_APP | 2017-03-31 | 2958465 | PS - SSE Generation Limited | GREATER GABBARD OFFSHORE WIND FARM | 132kV
GREG1B | GREATER GABBARD OFFSHORE WIND FARM 132KV |  | 2017-03-31 | 2958465 |  |  | Y | 2017-03-31 | RDB_APP | 2017-03-31 | RDB_APP | 2017-03-31 | 2958465 | PS - SSE Generation Limited | GREATER GABBARD OFFSHORE WIND FARM | 132kV
GREG3 | GREATER GABBARD OFFSHORE WIND FARM 33KV |  | 2017-03-31 | 2958465 |  |  | Y | 2017-03-31 | RDB_APP | 2017-03-31 | RDB_APP | 2017-03-31 | 2958465 | PS - SSE Generation Limited | GREATER GABBARD OFFSHORE WIND FARM | 33kV
GREG3A | GREATER GABBARD OFFSHORE WIND FARM 33KV |  | 2017-03-31 | 2958465 |  |  | Y | 2017-03-31 | RDB_APP | 2017-03-31 | RDB_APP | 2017-03-31 | 2958465 | PS - SSE Generation Limited | GREATER GABBARD OFFSHORE WIND FARM | 33kV
GREG3B | GREATER GABBARD OFFSHORE WIND FARM 33KV |  | 2017-03-31 | 2958465 |  |  | Y | 2017-03-31 | RDB_APP | 2017-03-31 | RDB_APP | 2017-03-31 | 2958465 | PS - SSE Generation Limited | GREATER GABBARD OFFSHORE WIND FARM | 33kV
GREN1 | GRENDON 132KV |  | 2017-03-31 | 2958465 |  |  | Y | 2017-03-31 | RDB_APP | 2017-03-31 | RDB_APP | 2017-03-31 | 2958465 | TO - National Grid Electricity Transmission | GRENDON | 132kV
GREN4 | GRENDON 400KV |  | 2017-03-31 | 2958465 |  |  | Y | 2017-03-31 | RDB_APP | 2017-03-31 | RDB_APP | 2017-03-31 | 2958465 | TO - National Grid Electricity Transmission | GRENDON | 400kV
GREN8 | GRENDON 6.6KV |  | 2017-03-31 | 2958465 |  |  | Y | 2017-03-31 | RDB_APP | 2017-03-31 | RDB_APP | 2017-03-31 | 2958465 | Unknown | GRENDON | 6.6kV
GRES1 | GRESLEY 132KV |  | 2017-03-31 | 2958465 |  |  | Y | 2017-03-31 | RDB_APP | 2017-03-31 | RDB_APP | 2017-03-31 | 2958465 | DNO - WPD East Midlands | GRESLEY | 132kV
GRES3 | GRESLEY 33KV |  | 2017-03-31 | 2958465 |  |  | Y | 2017-03-31 | RDB_APP | 2017-03-31 | RDB_APP | 2017-03-31 | 2958465 | DNO - WPD East Midlands | GRESLEY | 33kV
GREY1 | GREAT YARMOUTH 132KV |  | 2017-03-31 | 2958465 |  |  | Y | 2017-03-31 | RDB_APP | 2017-03-31 | RDB_APP | 2017-03-31 | 2958465 | DNO - UK Power Networks Eastern | GREAT YARMOUTH | 132kV
GREY3 | GREAT YARMOUTH 33KV |  | 2017-03-31 | 2958465 |  |  | Y | 2017-03-31 | RDB_APP | 2017-03-31 | RDB_APP | 2017-03-31 | 2958465 | DNO - UK Power Networks Eastern | GREAT YARMOUTH | 33kV
GREY8 | GREAT YARMOUTH 6.6KV |  | 2017-03-31 | 2958465 |  |  | Y | 2017-03-31 | RDB_APP | 2017-03-31 | RDB_APP | 2017-03-31 | 2958465 | DNO - UK Power Networks Eastern | GREAT YARMOUTH | 6.6kV
GRHI7 | GREENHILL 25KV |  | 2017-03-31 | 2958465 |  |  | Y | 2017-03-31 | RDB_APP | 2017-03-31 | RDB_APP | 2017-03-31 | 2958465 | TO - Scottish Power Transmission Ltd | GREENHILL | 22kV
GRIF1 | GRIFFIN WINDFARM (SSE) 132KV |  | 2017-03-31 | 2958465 | ABNE1 |  | Y | 2017-03-31 | RDB_APP | 2017-03-31 | RDB_APP | 2017-03-31 | 2958465 | PS - SSE Generation Limited | GRIFFIN WINDFARM (SSE) | 132kV
GRIF3 | GRIFFIN WINDFARM (SSE) 33KV |  | 2017-03-31 | 2958465 | GRIF1 |  | Y | 2017-03-31 | RDB_APP | 2017-03-31 | RDB_APP | 2017-03-31 | 2958465 | PS - SSE Generation Limited | GRIFFIN WINDFARM (SSE) | 33kV
GRIF8 | GRIFFIN WINDFARM (SSE) 6.6KV |  | 2017-03-31 | 2958465 | GRIF3 |  | Y | 2017-03-31 | RDB_APP | 2017-03-31 | RDB_APP | 2017-03-31 | 2958465 | PS - SSE Generation Limited | GRIFFIN WINDFARM (SSE) | 6.6kV
GRIW1 | GRIMSBY WEST 132KV |  | 2017-03-31 | 2958465 |  |  | Y | 2017-03-31 | RDB_APP | 2017-03-31 | RDB_APP | 2017-03-31 | 2958465 | TO - National Grid Electricity Transmission | GRIMSBY WEST | 132kV
GRIW4 | GRIMSBY WEST 400KV |  | 2017-03-31 | 2958465 |  |  | Y | 2017-03-31 | RDB_APP | 2017-03-31 | RDB_APP | 2017-03-31 | 2958465 | TO - National Grid Electricity Transmission | GRIMSBY WEST | 400kV
GRMO2 | GRANGEMOUTH 275KV |  | 2017-03-31 | 2958465 | BPGR3 |  | Y | 2017-03-31 | RDB_APP | 2017-03-31 | RDB_APP | 2017-03-31 | 2958465 | TO - Scottish Power Transmission Ltd | GRANGEMOUTH | 275kV
GRMO3 | GRANGEMOUTH 33KV |  | 2017-03-31 | 2958465 | GRMO2 |  | Y | 2017-03-31 | RDB_APP | 2017-03-31 | RDB_APP | 2017-03-31 | 2958465 | TO - Scottish Power Transmission Ltd | GRANGEMOUTH | 33kV
GRNA1 | GRETNA 132KV |  | 2017-03-31 | 2958465 | GRNA2 |  | Y | 2017-03-31 | RDB_APP | 2017-03-31 | RDB_APP | 2017-03-31 | 2958465 | TO - Scottish Power Transmission Ltd | GRETNA | 132kV
GRNA2 | GRETNA 275KV |  | 2017-03-31 | 2958465 | GRNA2 |  | Y | 2017-03-31 | RDB_APP | 2017-03-31 | RDB_APP | 2017-03-31 | 2958465 | DNO - Scottish Power DNO Scotland | GRETNA | 275kV
GRNA4 | GRETNA 400KV |  | 2017-03-31 | 2958465 | ELVA4 |  | Y | 2017-03-31 | RDB_APP | 2017-03-31 | RDB_APP | 2017-03-31 | 2958465 | TO - Scottish Power Transmission Ltd | GRETNA | 400kV
GRNO1 | GRANTHAM NORTH 132KV |  | 2017-03-31 | 2958465 |  |  | Y | 2017-03-31 | RDB_APP | 2017-03-31 | RDB_APP | 2017-03-31 | 2958465 | DNO - WPD East Midlands | GRANTHAM NORTH | 132kV
GRNO3 | GRANTHAM NORTH 33KV |  | 2017-03-31 | 2958465 |  |  | Y | 2017-03-31 | RDB_APP | 2017-03-31 | RDB_APP | 2017-03-31 | 2958465 | DNO - WPD East Midlands | GRANTHAM NORTH | 33kV
GRNO5 | GRANTHAM NORTH 11KV |  | 2017-03-31 | 2958465 |  |  | Y | 2017-03-31 | RDB_APP | 2017-03-31 | RDB_APP | 2017-03-31 | 2958465 | DNO - WPD East Midlands | GRANTHAM NORTH | 11kV
GRNO7 | GRANTHAM NORTH 22KV |  | 2017-03-31 | 2958465 |  |  | Y | 2017-03-31 | RDB_APP | 2017-03-31 | RDB_APP | 2017-03-31 | 2958465 | DNO - WPD East Midlands | GRANTHAM NORTH | 22kV
GROV1 | GROVEHURST 132KV |  | 2017-03-31 | 2958465 |  |  | Y | 2017-03-31 | RDB_APP | 2017-03-31 | RDB_APP | 2017-03-31 | 2958465 | DNO - UK Power Networks South East | GROVEHURST | 132kV
GROV3 | GROVEHURST 33KV |  | 2017-03-31 | 2958465 |  |  | Y | 2017-03-31 | RDB_APP | 2017-03-31 | RDB_APP | 2017-03-31 | 2958465 | DNO - UK Power Networks South East | GROVEHURST | 33kV
GROV5 | GROVEHURST 11KV |  | 2017-03-31 | 2958465 |  |  | Y | 2017-03-31 | RDB_APP | 2017-03-31 | RDB_APP | 2017-03-31 | 2958465 | DNO - UK Power Networks South East | GROVEHURST | 11kV
GRSA2 | GREYSTONES A 275KV |  | 2017-03-31 | 2958465 |  |  | Y | 2017-03-31 | RDB_APP | 2017-03-31 | RDB_APP | 2017-03-31 | 2958465 | TO - National Grid Electricity Transmission | GREYSTONES A | 275kV
GRSB2 | GREYSTONES B 275KV |  | 2017-03-31 | 2958465 |  |  | Y | 2017-03-31 | RDB_APP | 2017-03-31 | RDB_APP | 2017-03-31 | 2958465 | TO - National Grid Electricity Transmission | GREYSTONES B | 275kV
GRST2 | GREYSTONES 275KV |  | 2017-03-31 | 2958465 |  |  | Y | 2017-03-31 | RDB_APP | 2017-03-31 | RDB_APP | 2017-03-31 | 2958465 | TO - National Grid Electricity Transmission | GREYSTONES | 275kV
GRST2A | GREYSTONES 275KV |  | 2017-03-31 | 2958465 |  |  | Y | 2017-03-31 | RDB_APP | 2017-03-31 | RDB_APP | 2017-03-31 | 2958465 | TO - National Grid Electricity Transmission | GREYSTONES | 275kV
GRST2B | GREYSTONES 275KV |  | 2017-03-31 | 2958465 |  |  | Y | 2017-03-31 | RDB_APP | 2017-03-31 | RDB_APP | 2017-03-31 | 2958465 | TO - National Grid Electricity Transmission | GREYSTONES | 275kV
GRST5 | GREYSTONES 11KV |  | 2017-03-31 | 2958465 |  |  | Y | 2017-03-31 | RDB_APP | 2017-03-31 | RDB_APP | 2017-03-31 | 2958465 | TO - National Grid Electricity Transmission | GREYSTONES | 11kV
GRST6 | GREYSTONES 66KV |  | 2017-03-31 | 2958465 |  |  | Y | 2017-03-31 | RDB_APP | 2017-03-31 | RDB_APP | 2017-03-31 | 2958465 | TO - National Grid Electricity Transmission | GREYSTONES | 66kV
GRST8 | GREYSTONES 6.6KV |  | 2017-03-31 | 2958465 |  |  | Y | 2017-03-31 | RDB_APP | 2017-03-31 | RDB_APP | 2017-03-31 | 2958465 | TO - National Grid Electricity Transmission | GREYSTONES | 6.6kV
GRTH1 | GRANTHAM 132KV |  | 2017-03-31 | 2958465 |  |  | Y | 2017-03-31 | RDB_APP | 2017-03-31 | RDB_APP | 2017-03-31 | 2958465 | DNO - WPD East Midlands | GRANTHAM | 132kV
GRTH3 | GRANTHAM 33KV |  | 2017-03-31 | 2958465 |  |  | Y | 2017-03-31 | RDB_APP | 2017-03-31 | RDB_APP | 2017-03-31 | 2958465 | DNO - WPD East Midlands | GRANTHAM | 33kV
GRTO2 | GRANGETOWN 275KV |  | 2017-03-31 | 2958465 |  |  | Y | 2017-03-31 | RDB_APP | 2017-03-31 | RDB_APP | 2017-03-31 | 2958465 | TO - National Grid Electricity Transmission | GRANGETOWN | 275kV
GRTO6 | GRANGETOWN 66KV |  | 2017-03-31 | 2958465 |  |  | Y | 2017-03-31 | RDB_APP | 2017-03-31 | RDB_APP | 2017-03-31 | 2958465 | TO - National Grid Electricity Transmission | GRANGETOWN | 66kV
GRUB1 | GRUDIE BRIDGE 132KV |  | 2017-03-31 | 2958465 | CORI1 |  | Y | 2017-03-31 | RDB_APP | 2017-03-31 | RDB_APP | 2017-03-31 | 2958465 | TO - Scottish Hydro Electric Transmission Ltd | GRUDIE BRIDGE | 132kV
GRUB3 | GRUDIE BRIDGE 33KV |  | 2017-03-31 | 2958465 |  |  | Y | 2017-03-31 | RDB_APP | 2017-03-31 | RDB_APP | 2017-03-31 | 2958465 | DNO - Scottish & Southern Energy DNO Scotland | GRUDIE BRIDGE | 33kV
GRUB5 | GRUDIE BRIDGE 11KV |  | 2017-03-31 | 2958465 | GRUB1 |  | Y | 2017-03-31 | RDB_APP | 2017-03-31 | RDB_APP | 2017-03-31 | 2958465 | DNO - Scottish & Southern Energy DNO Scotland | GRUDIE BRIDGE | 11kV
GUIL1 | GUILDFORD BMH 132KV |  | 2017-03-31 | 2958465 |  |  | Y | 2017-03-31 | RDB_APP | 2017-03-31 | RDB_APP | 2017-03-31 | 2958465 | DNO - UK Power Networks South East | GUILDFORD BMH | 132kV
GUIL3 | GUILDFORD BMH 33KV |  | 2017-03-31 | 2958465 |  |  | Y | 2017-03-31 | RDB_APP | 2017-03-31 | RDB_APP | 2017-03-31 | 2958465 | DNO - UK Power Networks South East | GUILDFORD BMH | 33kV
GUIS1 | GUILDEN SUTTON 132KV |  | 2017-03-31 | 2958465 |  |  | Y | 2017-03-31 | RDB_APP | 2017-03-31 | RDB_APP | 2017-03-31 | 2958465 | DNO - SP MANWEB(Scottish Power) | GUILDEN SUTTON | 132kV
GUIS3 | GUILDEN SUTTON 33KV |  | 2017-03-31 | 2958465 |  |  | Y | 2017-03-31 | RDB_APP | 2017-03-31 | RDB_APP | 2017-03-31 | 2958465 | DNO - SP MANWEB(Scottish Power) | GUILDEN SUTTON | 33kV
GUNS1 | GUNFLEET SANDS WIND FARM 132KV |  | 2017-03-31 | 2958465 |  |  | Y | 2017-03-31 | RDB_APP | 2017-03-31 | RDB_APP | 2017-03-31 | 2958465 | PS - Dong Energy | GUNFLEET SANDS WIND FARM | 132kV
GUNS3 | GUNFLEET SANDS WIND FARM 33KV |  | 2017-03-31 | 2958465 |  |  | Y | 2017-03-31 | RDB_APP | 2017-03-31 | RDB_APP | 2017-03-31 | 2958465 | PS - Dong Energy | GUNFLEET SANDS WIND FARM | 33kV
GUNS8 | GUNFLEET SANDS WIND FARM 6.6KV |  | 2017-03-31 | 2958465 |  |  | Y | 2017-03-31 | RDB_APP | 2017-03-31 | RDB_APP | 2017-03-31 | 2958465 | PS - Dong Energy | GUNFLEET SANDS WIND FARM | 6.6kV
GWAW1 | GWYNT-Y-MOR OFFSHORE WIND FARM - WEST PLATFORM 132KV |  | 2017-03-31 | 2958465 |  |  | Y | 2017-03-31 | RDB_APP | 2017-03-31 | RDB_APP | 2017-03-31 | 2958465 | PS - RWE Npower Renewables Ltd | GWYNT-Y-MOR OFFSHORE WIND FARM - WEST PLATFORM | 132kV
GWAW3 | GWYNT-Y-MOR OFFSHORE WIND FARM - WEST PLATFORM 33KV |  | 2017-03-31 | 2958465 |  |  | Y | 2017-03-31 | RDB_APP | 2017-03-31 | RDB_APP | 2017-03-31 | 2958465 | PS - RWE Npower Renewables Ltd | GWYNT-Y-MOR OFFSHORE WIND FARM - WEST PLATFORM | 33kV
GWBW1 | GWYNT-Y-MOR OFFSHORE WIND FARM - EAST PLATFORM 132KV |  | 2017-03-31 | 2958465 |  |  | Y | 2017-03-31 | RDB_APP | 2017-03-31 | RDB_APP | 2017-03-31 | 2958465 | PS - RWE Npower Renewables Ltd | GWYNT-Y-MOR OFFSHORE WIND FARM - EAST PLATFORM | 132kV
GWBW3 | GWYNT-Y-MOR OFFSHORE WIND FARM - EAST PLATFORM 33KV |  | 2017-03-31 | 2958465 |  |  | Y | 2017-03-31 | RDB_APP | 2017-03-31 | RDB_APP | 2017-03-31 | 2958465 | PS - RWE Npower Renewables Ltd | GWYNT-Y-MOR OFFSHORE WIND FARM - EAST PLATFORM | 33kV
GWYN1 | GWYNEDD 132KV |  | 2017-03-31 | 2958465 |  |  | Y | 2017-03-31 | RDB_APP | 2017-03-31 | RDB_APP | 2017-03-31 | 2958465 | TO - National Grid Electricity Transmission | GWYNEDD | 132kV
GWYN3 | GWYNEDD 33KV |  | 2017-03-31 | 2958465 |  |  | Y | 2017-03-31 | RDB_APP | 2017-03-31 | RDB_APP | 2017-03-31 | 2958465 | TO - National Grid Electricity Transmission | GWYNEDD | 33kV
GWYN4 | GWYNEDD 400KV |  | 2017-03-31 | 2958465 |  |  | Y | 2017-03-31 | RDB_APP | 2017-03-31 | RDB_APP | 2017-03-31 | 2958465 | TO - National Grid Electricity Transmission | GWYNEDD | 400kV
GWYO1 | GWYNT-Y-MOR ONSHORE SITE 132KV |  | 2017-03-31 | 2958465 |  |  | Y | 2017-03-31 | RDB_APP | 2017-03-31 | RDB_APP | 2017-03-31 | 2958465 | PS - RWE Npower Renewables Ltd | GWYNT-Y-MOR ONSHORE SITE | 132kV
GWYO4 | GWYNT-Y-MOR ONSHORE SITE 400KV |  | 2017-03-31 | 2958465 |  |  | Y | 2017-03-31 | RDB_APP | 2017-03-31 | RDB_APP | 2017-03-31 | 2958465 | TO - National Grid Electricity Transmission | GWYNT-Y-MOR ONSHORE SITE | 400kV
GWYO8 | GWYNT-Y-MOR ONSHORE SITE 6.6KV |  | 2017-03-31 | 2958465 |  |  | Y | 2017-03-31 | RDB_APP | 2017-03-31 | RDB_APP | 2017-03-31 | 2958465 | PS - RWE Npower Renewables Ltd | GWYNT-Y-MOR ONSHORE SITE | 6.6kV
GYMO1 | GEYNT-Y-MOR OFFSHORE 132KV |  | 2017-03-31 | 2958465 |  |  | Y | 2017-03-31 | RDB_APP | 2017-03-31 | RDB_APP | 2017-03-31 | 2958465 | TO - National Grid Electricity Transmission | GEYNT-Y-MOR OFFSHORE | 132kV
GYMO3 | GEYNT-Y-MOR OFFSHORE33KV |  | 2017-03-31 | 2958465 |  |  | Y | 2017-03-31 | RDB_APP | 2017-03-31 | RDB_APP | 2017-03-31 | 2958465 | TO - National Grid Electricity Transmission | GEYNT-Y-MOR OFFSHORE | 33kV
HACG6 | HACKNEY GRID 66KV |  | 2017-03-31 | 2958465 |  |  | Y | 2017-03-31 | RDB_APP | 2017-03-31 | RDB_APP | 2017-03-31 | 2958465 | DNO - UK Power Networks Central | HACKNEY GRID | 66kV
HACK1 | HACKNEY 132KV |  | 2017-03-31 | 2958465 |  |  | Y | 2017-03-31 | RDB_APP | 2017-03-31 | RDB_APP | 2017-03-31 | 2958465 | TO - National Grid Electricity Transmission | HACKNEY | 132kV
HACK2 | HACKNEY 275KV |  | 2017-03-31 | 2958465 |  |  | Y | 2017-03-31 | RDB_APP | 2017-03-31 | RDB_APP | 2017-03-31 | 2958465 | TO - National Grid Electricity Transmission | HACKNEY | 275kV
HACK4 | HACKNEY 400KV |  | 2017-03-31 | 2958465 |  |  | Y | 2017-03-31 | RDB_APP | 2017-03-31 | RDB_APP | 2017-03-31 | 2958465 | TO - National Grid Electricity Transmission | HACKNEY | 400kV
HACK6 | HACKNEY 66KV |  | 2017-03-31 | 2958465 |  |  | Y | 2017-03-31 | RDB_APP | 2017-03-31 | RDB_APP | 2017-03-31 | 2958465 | TO - National Grid Electricity Transmission | HACKNEY | 66kV
HADD1 | HADDISCOE TEE 132KV |  | 2017-03-31 | 2958465 |  |  | Y | 2017-03-31 | RDB_APP | 2017-03-31 | RDB_APP | 2017-03-31 | 2958465 | DNO - UK Power Networks Eastern | HADDISCOE TEE | 132kV
HADH1 | HADYARD HILL - WINDFARM 132KV |  | 2017-03-31 | 2958465 |  |  | Y | 2017-03-31 | RDB_APP | 2017-03-31 | RDB_APP | 2017-03-31 | 2958465 | PS - SCOTTISH POWER RENWABLES | HADYARD HILL - WINDFARM | 132kV
HADH3 | HADYARD HILL - WINDFARM 33KV |  | 2017-03-31 | 2958465 |  |  | Y | 2017-03-31 | RDB_APP | 2017-03-31 | RDB_APP | 2017-03-31 | 2958465 | PS - SCOTTISH POWER RENWABLES | HADYARD HILL - WINDFARM | 33kV
HADH8 | HADYARD HILL - WINDFARM 6.6KV |  | 2017-03-31 | 2958465 |  |  | Y | 2017-03-31 | RDB_APP | 2017-03-31 | RDB_APP | 2017-03-31 | 2958465 | PS - SCOTTISH POWER RENWABLES | HADYARD HILL - WINDFARM | 6.6kV
HADR1 | HADLEIGH ROAD 132KV |  | 2017-03-31 | 2958465 |  |  | Y | 2017-03-31 | RDB_APP | 2017-03-31 | RDB_APP | 2017-03-31 | 2958465 | DNO - UK Power Networks Eastern | HADLEIGH ROAD | 132kV
HADR3 | HADLEIGH ROAD 33KV |  | 2017-03-31 | 2958465 |  |  | Y | 2017-03-31 | RDB_APP | 2017-03-31 | RDB_APP | 2017-03-31 | 2958465 | DNO - UK Power Networks Eastern | HADLEIGH ROAD | 33kV
HAFO1 | HARTFORD 132KV |  | 2017-03-31 | 2958465 |  |  | Y | 2017-03-31 | RDB_APP | 2017-03-31 | RDB_APP | 2017-03-31 | 2958465 | DNO - SP MANWEB(Scottish Power) | HARTFORD | 132kV
HAFO3 | HARTFORD 33KV |  | 2017-03-31 | 2958465 |  |  | Y | 2017-03-31 | RDB_APP | 2017-03-31 | RDB_APP | 2017-03-31 | 2958465 | DNO - SP MANWEB(Scottish Power) | HARTFORD | 33kV
HAGA1 | HARROGATE 132KV |  | 2017-03-31 | 2958465 |  |  | Y | 2017-03-31 | RDB_APP | 2017-03-31 | RDB_APP | 2017-03-31 | 2958465 | DNO - NPG North East (Northen Power Grid) | HARROGATE | 132kV
HAGA3 | HARROGATE 33KV |  | 2017-03-31 | 2958465 |  |  | Y | 2017-03-31 | RDB_APP | 2017-03-31 | RDB_APP | 2017-03-31 | 2958465 | DNO - NPG North East (Northen Power Grid) | HARROGATE | 33kV
HAGA5 | HARROGATE 11KV |  | 2017-03-31 | 2958465 |  |  | Y | 2017-03-31 | RDB_APP | 2017-03-31 | RDB_APP | 2017-03-31 | 2958465 | DNO - NPG North East (Northen Power Grid) | HARROGATE | 11kV
HAGR1 | HAGGS ROAD 132KV |  | 2017-03-31 | 2958465 | GOVA1 |  | Y | 2017-03-31 | RDB_APP | 2017-03-31 | RDB_APP | 2017-03-31 | 2958465 | TO - Scottish Power Transmission Ltd | HAGGS ROAD | 132kV
HAGR3 | HAGGS ROAD 33KV |  | 2017-03-31 | 2958465 | HAGR1 |  | Y | 2017-03-31 | RDB_APP | 2017-03-31 | RDB_APP | 2017-03-31 | 2958465 | TO - Scottish Power Transmission Ltd | HAGGS ROAD | 33kV
HAKB1 | HARKER BOUNDARY 132KV |  | 2017-03-31 | 2958465 | CHAP1 |  | Y | 2017-03-31 | RDB_APP | 2017-03-31 | RDB_APP | 2017-03-31 | 2958465 | TO - Scottish Power Transmission Ltd | HARKER BOUNDARY | 132kV
HAKB2 | HARKER BOUNDARY 275KV |  | 2017-03-31 | 2958465 | GRNA2 |  | Y | 2017-03-31 | RDB_APP | 2017-03-31 | RDB_APP | 2017-03-31 | 2958465 | TO - Scottish Power Transmission Ltd | HARKER BOUNDARY | 275kV
HAKB4 | HARKER BOUNDARY 400KV |  | 2017-03-31 | 2958465 | GRNA4 |  | Y | 2017-03-31 | RDB_APP | 2017-03-31 | RDB_APP | 2017-03-31 | 2958465 | TO - Scottish Power Transmission Ltd | HARKER BOUNDARY | 400kV
HAMB4 | HAMBLETON TEE 400KV |  | 2017-03-31 | 2958465 |  |  | Y | 2017-03-31 | RDB_APP | 2017-03-31 | RDB_APP | 2017-03-31 | 2958465 | TO - National Grid Electricity Transmission | HAMBLETON TEE | 400kV
HAMB4T | HAMBLETON TEE 400KV |  | 2017-03-31 | 2958465 |  |  | Y | 2017-03-31 | RDB_APP | 2017-03-31 | RDB_APP | 2017-03-31 | 2958465 | TO - National Grid Electricity Transmission | HAMBLETON TEE | 400kV
HAMH1 | HAMS HALL 132KV |  | 2017-03-31 | 2958465 |  |  | Y | 2017-03-31 | RDB_APP | 2017-03-31 | RDB_APP | 2017-03-31 | 2958465 | TO - National Grid Electricity Transmission | HAMS HALL | 132kV
HAMH2 | HAMS HALL 275KV |  | 2017-03-31 | 2958465 |  |  | Y | 2017-03-31 | RDB_APP | 2017-03-31 | RDB_APP | 2017-03-31 | 2958465 | TO - National Grid Electricity Transmission | HAMS HALL | 275kV
HAMH3 | HAMS HALL 33KV |  | 2017-03-31 | 2958465 |  |  | Y | 2017-03-31 | RDB_APP | 2017-03-31 | RDB_APP | 2017-03-31 | 2958465 | DNO - WPD West Midlands | HAMS HALL | 33kV
HAMH4 | HAMS HALL 400KV |  | 2017-03-31 | 2958465 |  |  | Y | 2017-03-31 | RDB_APP | 2017-03-31 | RDB_APP | 2017-03-31 | 2958465 | TO - National Grid Electricity Transmission | HAMS HALL | 400kV
HAMH5 | HAMS HALL 11KV |  | 2017-03-31 | 2958465 |  |  | Y | 2017-03-31 | RDB_APP | 2017-03-31 | RDB_APP | 2017-03-31 | 2958465 | DNO - WPD West Midlands | HAMS HALL | 11kV
HAMO3 | HAMILTON OILS 33KV |  | 2017-03-31 | 2958465 |  |  | Y | 2017-03-31 | RDB_APP | 2017-03-31 | RDB_APP | 2017-03-31 | 2958465 | DNO - SP MANWEB(Scottish Power) | HAMILTON OILS | 33kV
HARA1 | HARRATON 132KV |  | 2017-03-31 | 2958465 |  |  | Y | 2017-03-31 | RDB_APP | 2017-03-31 | RDB_APP | 2017-03-31 | 2958465 | DNO - NPG North East (Northen Power Grid) | HARRATON | 132kV
HARA5 | HARRATON 11KV |  | 2017-03-31 | 2958465 |  |  | Y | 2017-03-31 | RDB_APP | 2017-03-31 | RDB_APP | 2017-03-31 | 2958465 | DNO - NPG North East (Northen Power Grid) | HARRATON | 11kV
HARB1 | HARBURY 132KV |  | 2017-03-31 | 2958465 |  |  | Y | 2017-03-31 | RDB_APP | 2017-03-31 | RDB_APP | 2017-03-31 | 2958465 | DNO - WPD East Midlands | HARBURY | 132kV
HARB3 | HARBURY 33KV |  | 2017-03-31 | 2958465 |  |  | Y | 2017-03-31 | RDB_APP | 2017-03-31 | RDB_APP | 2017-03-31 | 2958465 | DNO - WPD East Midlands | HARBURY | 33kV
HARE1 | HARESTANES 132KV |  | 2017-03-31 | 2958465 | HEAR1 |  | Y | 2017-03-31 | RDB_APP | 2017-03-31 | RDB_APP | 2017-03-31 | 2958465 | TO - Scottish Power Transmission Ltd | HARESTANES | 132kV
HARE3 | HARESTANES 33KV |  | 2017-03-31 | 2958465 | HARE1 |  | Y | 2017-03-31 | RDB_APP | 2017-03-31 | RDB_APP | 2017-03-31 | 2958465 | DNO - Scottish Power DNO Scotland | HARESTANES | 33kV
HARE8 | HARESTANES 6.6KV |  | 2017-03-31 | 2958465 | HARE3 |  | Y | 2017-03-31 | RDB_APP | 2017-03-31 | RDB_APP | 2017-03-31 | 2958465 | DNO - Scottish Power DNO Scotland | HARESTANES | 6.6kV
HARG1 | HARRIS GRID 132KV |  | 2017-03-31 | 2958465 |  |  | Y | 2017-03-31 | RDB_APP | 2017-03-31 | RDB_APP | 2017-03-31 | 2958465 | Unknown | HARRIS GRID | 132kV
HARG3 | HARRIS GRID 33KV |  | 2017-03-31 | 2958465 |  |  | Y | 2017-03-31 | RDB_APP | 2017-03-31 | RDB_APP | 2017-03-31 | 2958465 | Unknown | HARRIS GRID | 33kV
HARI1 | HARRIS 132KV |  | 2017-03-31 | 2958465 | HARI1 |  | Y | 2017-03-31 | RDB_APP | 2017-03-31 | RDB_APP | 2017-03-31 | 2958465 | TO - Scottish Hydro Electric Transmission Ltd | HARRIS | 132kV
HARI3 | HARRIS 33KV |  | 2017-03-31 | 2958465 | HARI1 |  | Y | 2017-03-31 | RDB_APP | 2017-03-31 | RDB_APP | 2017-03-31 | 2958465 | DNO - Scottish & Southern Energy DNO Scotland | HARRIS | 33kV
HARK1 | HARKER 132KV |  | 2017-03-31 | 2958465 |  |  | Y | 2017-03-31 | RDB_APP | 2017-03-31 | RDB_APP | 2017-03-31 | 2958465 | TO - National Grid Electricity Transmission | HARKER | 132kV
HARK2 | HARKER 275KV |  | 2017-03-31 | 2958465 |  |  | Y | 2017-03-31 | RDB_APP | 2017-03-31 | RDB_APP | 2017-03-31 | 2958465 | TO - National Grid Electricity Transmission | HARKER | 275kV
HARK2N | HARKER 275KV |  | 2017-03-31 | 2958465 |  |  | Y | 2017-03-31 | RDB_APP | 2017-03-31 | RDB_APP | 2017-03-31 | 2958465 | TO - National Grid Electricity Transmission | HARKER | 275kV
HARK2S | HARKER 275KV |  | 2017-03-31 | 2958465 |  |  | Y | 2017-03-31 | RDB_APP | 2017-03-31 | RDB_APP | 2017-03-31 | 2958465 | TO - National Grid Electricity Transmission | HARKER | 275kV
HARK3 | HARKER 33KV |  | 2017-03-31 | 2958465 |  |  | Y | 2017-03-31 | RDB_APP | 2017-03-31 | RDB_APP | 2017-03-31 | 2958465 | Unknown | HARKER | 33kV
HARK4 | HARKER 400KV |  | 2017-03-31 | 2958465 |  |  | Y | 2017-03-31 | RDB_APP | 2017-03-31 | RDB_APP | 2017-03-31 | 2958465 | TO - National Grid Electricity Transmission | HARKER | 400kV
HARK8 | HARKER 6.6KV |  | 2017-03-31 | 2958465 |  |  | Y | 2017-03-31 | RDB_APP | 2017-03-31 | RDB_APP | 2017-03-31 | 2958465 | TO - National Grid Electricity Transmission | HARKER | 6.6kV
HARL1 | HARLOW WEST 132KV |  | 2017-03-31 | 2958465 |  |  | Y | 2017-03-31 | RDB_APP | 2017-03-31 | RDB_APP | 2017-03-31 | 2958465 | DNO - UK Power Networks Eastern | HARLOW WEST | 132kV
HARL3 | HARLOW WEST 33KV |  | 2017-03-31 | 2958465 |  |  | Y | 2017-03-31 | RDB_APP | 2017-03-31 | RDB_APP | 2017-03-31 | 2958465 | DNO - UK Power Networks Eastern | HARLOW WEST | 33kV
HARM2 | HARTMOOR 275KV |  | 2017-03-31 | 2958465 |  |  | Y | 2017-03-31 | RDB_APP | 2017-03-31 | RDB_APP | 2017-03-31 | 2958465 | TO - National Grid Electricity Transmission | HARTMOOR | 275kV
HARM6 | HARTMOOR 66KV |  | 2017-03-31 | 2958465 |  |  | Y | 2017-03-31 | RDB_APP | 2017-03-31 | RDB_APP | 2017-03-31 | 2958465 | TO - National Grid Electricity Transmission | HARTMOOR | 66kV
HARS1 | HARWELL SOUTH 132KV |  | 2017-03-31 | 2958465 |  |  | Y | 2017-03-31 | RDB_APP | 2017-03-31 | RDB_APP | 2017-03-31 | 2958465 | DNO - SSE Southern | HARWELL SOUTH | 132kV
HARS5 | HARWELL SOUTH 11KV |  | 2017-03-31 | 2958465 |  |  | Y | 2017-03-31 | RDB_APP | 2017-03-31 | RDB_APP | 2017-03-31 | 2958465 | DNO - SSE Southern | HARWELL SOUTH | 11kV
HART1 | HARTLEY 132KV |  | 2017-03-31 | 2958465 |  |  | Y | 2017-03-31 | RDB_APP | 2017-03-31 | RDB_APP | 2017-03-31 | 2958465 | DNO - UK Power Networks South East | HARTLEY | 132kV
HART3 | HARTLEY 33KV |  | 2017-03-31 | 2958465 |  |  | Y | 2017-03-31 | RDB_APP | 2017-03-31 | RDB_APP | 2017-03-31 | 2958465 | DNO - UK Power Networks South East | HARTLEY | 33kV
HARW1 | HARWELL 132KV |  | 2017-03-31 | 2958465 |  |  | Y | 2017-03-31 | RDB_APP | 2017-03-31 | RDB_APP | 2017-03-31 | 2958465 | DNO - SSE Southern | HARWELL | 132kV
HARW5 | HARWELL 11KV |  | 2017-03-31 | 2958465 |  |  | Y | 2017-03-31 | RDB_APP | 2017-03-31 | RDB_APP | 2017-03-31 | 2958465 | DNO - SSE Southern | HARWELL | 11kV
HASL1 | HASTINGS LOCAL 132KV |  | 2017-03-31 | 2958465 |  |  | Y | 2017-03-31 | RDB_APP | 2017-03-31 | RDB_APP | 2017-03-31 | 2958465 | DNO - UK Power Networks South East | HASTINGS LOCAL | 132kV
HASL5 | HASTINGS LOCAL 11KV |  | 2017-03-31 | 2958465 |  |  | Y | 2017-03-31 | RDB_APP | 2017-03-31 | RDB_APP | 2017-03-31 | 2958465 | DNO - UK Power Networks South East | HASTINGS LOCAL | 11kV
HAST1 | HASTINGS 132KV |  | 2017-03-31 | 2958465 |  |  | Y | 2017-03-31 | RDB_APP | 2017-03-31 | RDB_APP | 2017-03-31 | 2958465 | DNO - UK Power Networks South East | HASTINGS | 132kV
HAST3 | HASTINGS 33KV |  | 2017-03-31 | 2958465 |  |  | Y | 2017-03-31 | RDB_APP | 2017-03-31 | RDB_APP | 2017-03-31 | 2958465 | DNO - UK Power Networks South East | HASTINGS | 33kV
HASW1 | HARKER - STELLA WEST 132KV |  | 2017-03-31 | 2958465 |  |  | Y | 2017-03-31 | RDB_APP | 2017-03-31 | RDB_APP | 2017-03-31 | 2958465 | DNO - UK Power Networks Eastern | HARKER - STELLA WEST | 132kV
HASW3 | HARKER - STELLA WEST 33KV |  | 2017-03-31 | 2958465 |  |  | Y | 2017-03-31 | RDB_APP | 2017-03-31 | RDB_APP | 2017-03-31 | 2958465 | DNO - UK Power Networks Eastern | HARKER - STELLA WEST | 33kV
HATE1 | HATCH END 132KV |  | 2017-03-31 | 2958465 |  |  | Y | 2017-03-31 | RDB_APP | 2017-03-31 | RDB_APP | 2017-03-31 | 2958465 | DNO - UK Power Networks Eastern | HATCH END | 132kV
HATE3 | HATCH END 33KV |  | 2017-03-31 | 2958465 |  |  | Y | 2017-03-31 | RDB_APP | 2017-03-31 | RDB_APP | 2017-03-31 | 2958465 | DNO - UK Power Networks Eastern | HATCH END | 33kV
HATF1 | HATFIELD 132KV |  | 2017-03-31 | 2958465 |  |  | Y | 2017-03-31 | RDB_APP | 2017-03-31 | RDB_APP | 2017-03-31 | 2958465 | DNO - UK Power Networks Eastern | HATFIELD | 132kV
HATF3 | HATFIELD 33KV |  | 2017-03-31 | 2958465 |  |  | Y | 2017-03-31 | RDB_APP | 2017-03-31 | RDB_APP | 2017-03-31 | 2958465 | DNO - UK Power Networks Eastern | HATFIELD | 33kV
HATL2 | HARTLEPOOL 275KV |  | 2017-03-31 | 2958465 |  |  | Y | 2017-03-31 | RDB_APP | 2017-03-31 | RDB_APP | 2017-03-31 | 2958465 | TO - National Grid Electricity Transmission | HARTLEPOOL | 275kV
HATT1 | HATTON GAS COMPRESSOR 132KV |  | 2017-03-31 | 2958465 |  |  | Y | 2017-03-31 | RDB_APP | 2017-03-31 | RDB_APP | 2017-03-31 | 2958465 | DNO - WPD East Midlands | HATTON GAS COMPRESSOR | 132kV
HAUR1 | HARBURN 132KV |  | 2017-03-31 | 2958465 |  |  | Y | 2017-03-31 | RDB_APP | 2017-03-31 | RDB_APP | 2017-03-31 | 2958465 | Unknown | HARBURN | 132kV
HAUR2 | HARBURN 275KV |  | 2017-03-31 | 2958465 | HARB2 |  | Y | 2017-03-31 | RDB_APP | 2017-03-31 | RDB_APP | 2017-03-31 | 2958465 | TO - Scottish Power Transmission Ltd | HARBURN | 275kV
HAVA1 | HAVANT - SOUTHERN ELECTRIC 132KV |  | 2017-03-31 | 2958465 |  |  | Y | 2017-03-31 | RDB_APP | 2017-03-31 | RDB_APP | 2017-03-31 | 2958465 | DNO - SSE Southern | HAVANT - SOUTHERN ELECTRIC | 132kV
HAVA3 | HAVANT - SOUTHERN ELECTRIC 33KV |  | 2017-03-31 | 2958465 |  |  | Y | 2017-03-31 | RDB_APP | 2017-03-31 | RDB_APP | 2017-03-31 | 2958465 | DNO - SSE Southern | HAVANT - SOUTHERN ELECTRIC | 33kV
HAVE1 | HAVERFORDWEST 132KV |  | 2017-03-31 | 2958465 |  |  | Y | 2017-03-31 | RDB_APP | 2017-03-31 | RDB_APP | 2017-03-31 | 2958465 | DNO - WPD South Wales | HAVERFORDWEST | 132kV
HAVE3 | HAVERFORDWEST 33KV |  | 2017-03-31 | 2958465 |  |  | Y | 2017-03-31 | RDB_APP | 2017-03-31 | RDB_APP | 2017-03-31 | 2958465 | DNO - WPD South Wales | HAVERFORDWEST | 33kV
HAWA1 | HAWARDEN 132KV |  | 2017-03-31 | 2958465 | HAWI1 |  | Y | 2017-03-31 | RDB_APP | 2017-03-31 | RDB_APP | 2017-03-31 | 2958465 | DNO - SP MANWEB(Scottish Power) | HAWARDEN | 132kV
HAWA3 | HAWARDEN 33KV |  | 2017-03-31 | 2958465 |  |  | Y | 2017-03-31 | RDB_APP | 2017-03-31 | RDB_APP | 2017-03-31 | 2958465 | DNO - SP MANWEB(Scottish Power) | HAWARDEN | 33kV
HAWD3 | HANFORD WASTE DIS. 33KV |  | 2017-03-31 | 2958465 |  |  | Y | 2017-03-31 | RDB_APP | 2017-03-31 | RDB_APP | 2017-03-31 | 2958465 | DNO - WPD East Midlands | HANFORD WASTE DIS. | 33kV
HAWD5 | HANFORD WASTE DIS. 11KV |  | 2017-03-31 | 2958465 |  |  | Y | 2017-03-31 | RDB_APP | 2017-03-31 | RDB_APP | 2017-03-31 | 2958465 | DNO - WPD East Midlands | HANFORD WASTE DIS. | 11kV
HAWI1 | HAWICK 132KV |  | 2017-03-31 | 2958465 | GALA1 |  | Y | 2017-03-31 | RDB_APP | 2017-03-31 | RDB_APP | 2017-03-31 | 2958465 | TO - Scottish Power Transmission Ltd | HAWICK | 132kV
HAWI3 | HAWICK 33KV |  | 2017-03-31 | 2958465 | HAWI1 |  | Y | 2017-03-31 | RDB_APP | 2017-03-31 | RDB_APP | 2017-03-31 | 2958465 | DNO - Scottish Power DNO Scotland | HAWICK | 33kV
HAWO1 | HALEWOOD 132KV |  | 2017-03-31 | 2958465 |  |  | Y | 2017-03-31 | RDB_APP | 2017-03-31 | RDB_APP | 2017-03-31 | 2958465 | DNO - SP MANWEB(Scottish Power) | HALEWOOD | 132kV
HAWO3 | HALEWOOD 33KV |  | 2017-03-31 | 2958465 |  |  | Y | 2017-03-31 | RDB_APP | 2017-03-31 | RDB_APP | 2017-03-31 | 2958465 | DNO - SP MANWEB(Scottish Power) | HALEWOOD | 33kV
HAWP2 | HAWTHORN PIT 275KV |  | 2017-03-31 | 2958465 |  |  | Y | 2017-03-31 | RDB_APP | 2017-03-31 | RDB_APP | 2017-03-31 | 2958465 | TO - National Grid Electricity Transmission | HAWTHORN PIT | 275kV
HAWP4 | HAWTHORN PIT 400KV |  | 2017-03-31 | 2958465 |  |  | Y | 2017-03-31 | RDB_APP | 2017-03-31 | RDB_APP | 2017-03-31 | 2958465 | TO - National Grid Electricity Transmission | HAWTHORN PIT | 400kV
HAWP6 | HAWTHORN PIT 66KV |  | 2017-03-31 | 2958465 |  |  | Y | 2017-03-31 | RDB_APP | 2017-03-31 | RDB_APP | 2017-03-31 | 2958465 | TO - National Grid Electricity Transmission | HAWTHORN PIT | 66kV
HAWT1 | HAWTON 132KV |  | 2017-03-31 | 2958465 |  |  | Y | 2017-03-31 | RDB_APP | 2017-03-31 | RDB_APP | 2017-03-31 | 2958465 | DNO - WPD East Midlands | HAWTON | 132kV
HAWT1A | HAWTON 132KV |  | 2017-03-31 | 2958465 |  |  | Y | 2017-03-31 | RDB_APP | 2017-03-31 | RDB_APP | 2017-03-31 | 2958465 | DNO - WPD East Midlands | HAWTON | 132kV
HAWT1B | HAWTON 132KV |  | 2017-03-31 | 2958465 |  |  | Y | 2017-03-31 | RDB_APP | 2017-03-31 | RDB_APP | 2017-03-31 | 2958465 | DNO - WPD East Midlands | HAWTON | 132kV
HAWT3 | HAWTON 33KV |  | 2017-03-31 | 2958465 |  |  | Y | 2017-03-31 | RDB_APP | 2017-03-31 | RDB_APP | 2017-03-31 | 2958465 | DNO - WPD East Midlands | HAWTON | 33kV
HAWW1 | HAWTON WOOD 132KV |  | 2017-03-31 | 2958465 |  |  | Y | 2017-03-31 | RDB_APP | 2017-03-31 | RDB_APP | 2017-03-31 | 2958465 | DNO - WPD West Midlands | HAWTON WOOD | 132kV
HAWW5 | HAWTON WOOD 11KV |  | 2017-03-31 | 2958465 |  |  | Y | 2017-03-31 | RDB_APP | 2017-03-31 | RDB_APP | 2017-03-31 | 2958465 | DNO - WPD West Midlands | HAWTON WOOD | 11kV
HAYE5 | HAYES 11KV |  | 2017-03-31 | 2958465 |  |  | Y | 2017-03-31 | RDB_APP | 2017-03-31 | RDB_APP | 2017-03-31 | 2958465 | DNO - SSE Southern | HAYES | 11kV
HAYE6 | HAYES 66KV |  | 2017-03-31 | 2958465 |  |  | Y | 2017-03-31 | RDB_APP | 2017-03-31 | RDB_APP | 2017-03-31 | 2958465 | DNO - SSE Southern | HAYES | 66kV
HAYL1 | HAYLE 132KV |  | 2017-03-31 | 2958465 |  |  | Y | 2017-03-31 | RDB_APP | 2017-03-31 | RDB_APP | 2017-03-31 | 2958465 | DNO - WPD South West | HAYLE | 132kV
HAYL3 | HAYLE 33KV |  | 2017-03-31 | 2958465 |  |  | Y | 2017-03-31 | RDB_APP | 2017-03-31 | RDB_APP | 2017-03-31 | 2958465 | DNO - WPD South West | HAYLE | 33kV
HEAD1 | HEADINGTON 132KV |  | 2017-03-31 | 2958465 |  |  | Y | 2017-03-31 | RDB_APP | 2017-03-31 | RDB_APP | 2017-03-31 | 2958465 | DNO - SSE Southern | HEADINGTON | 132kV
HEAD3 | HEADINGTON 33KV |  | 2017-03-31 | 2958465 |  |  | Y | 2017-03-31 | RDB_APP | 2017-03-31 | RDB_APP | 2017-03-31 | 2958465 | DNO - SSE Southern | HEADINGTON | 33kV
HEAN1 | HEANOR 132KV |  | 2017-03-31 | 2958465 |  |  | Y | 2017-03-31 | RDB_APP | 2017-03-31 | RDB_APP | 2017-03-31 | 2958465 | DNO - WPD East Midlands | HEANOR | 132kV
HEAN3 | HEANOR 33KV |  | 2017-03-31 | 2958465 |  |  | Y | 2017-03-31 | RDB_APP | 2017-03-31 | RDB_APP | 2017-03-31 | 2958465 | DNO - WPD East Midlands | HEANOR | 33kV
HEAP1 | PROLOGIS SITE (HEATHROW) 132KV |  | 2017-03-31 | 2958465 |  |  | Y | 2017-03-31 | RDB_APP | 2017-03-31 | RDB_APP | 2017-03-31 | 2958465 | DNO - UK Power Networks South East | PROLOGIS 11KV SITE (HEATHROW) | 132kV
HEAP5 | PROLOGIS 11KV SITE (HEATHROW) 11KV |  | 2017-03-31 | 2958465 |  |  | Y | 2017-03-31 | RDB_APP | 2017-03-31 | RDB_APP | 2017-03-31 | 2958465 | DNO - UK Power Networks South East | PROLOGIS 11KV SITE (HEATHROW) | 11kV
HEAT5 | HEATHFIELD 11KV |  | 2017-03-31 | 2958465 |  |  | Y | 2017-03-31 | RDB_APP | 2017-03-31 | RDB_APP | 2017-03-31 | 2958465 | DNO - SSE Southern | HEATHFIELD | 11kV
HEAT6 | HEATHFIELD 66KV |  | 2017-03-31 | 2958465 |  |  | Y | 2017-03-31 | RDB_APP | 2017-03-31 | RDB_APP | 2017-03-31 | 2958465 | DNO - SSE Southern | HEATHFIELD | 66kV
HEBA1 | HERNE BAY 132KV |  | 2017-03-31 | 2958465 |  |  | Y | 2017-03-31 | RDB_APP | 2017-03-31 | RDB_APP | 2017-03-31 | 2958465 | DNO - UK Power Networks South East | HERNE BAY | 132kV
HEBA3 | HERNE BAY 33KV |  | 2017-03-31 | 2958465 |  |  | Y | 2017-03-31 | RDB_APP | 2017-03-31 | RDB_APP | 2017-03-31 | 2958465 | DNO - UK Power Networks South East | HERNE BAY | 33kV
HEDD4 | HEDDON TEE (CODE NOW MEDB) 400KV |  | 2017-03-31 | 2958465 |  |  | Y | 2017-03-31 | RDB_APP | 2017-03-31 | RDB_APP | 2017-03-31 | 2958465 | TO - National Grid Electricity Transmission | HEDDON TEE (CODE NOW MEDB) | 400kV
HEDD4B | HEDDON TEE (CODE NOW MEDB) 400KV |  | 2017-03-31 | 2958465 |  |  | Y | 2017-03-31 | RDB_APP | 2017-03-31 | RDB_APP | 2017-03-31 | 2958465 | TO - National Grid Electricity Transmission | HEDDON TEE (CODE NOW MEDB) | 400kV
HEDN1 | HEDON 132KV |  | 2017-03-31 | 2958465 |  |  | Y | 2017-03-31 | RDB_APP | 2017-03-31 | RDB_APP | 2017-03-31 | 2958465 | TO - National Grid Electricity Transmission | HEDON | 132kV
HEDN2 | HEDON 275KV |  | 2017-03-31 | 2958465 |  |  | Y | 2017-03-31 | RDB_APP | 2017-03-31 | RDB_APP | 2017-03-31 | 2958465 | TO - National Grid Electricity Transmission | HEDON | 275kV
HEDN4 | HEDON 400KV |  | 2017-03-31 | 2958465 |  |  | Y | 2017-03-31 | RDB_APP | 2017-03-31 | RDB_APP | 2017-03-31 | 2958465 | TO - National Grid Electricity Transmission | HEDON | 400kV
HEDO1 | HEDON (GIS) 132KV |  | 2017-03-31 | 2958465 |  |  | Y | 2017-03-31 | RDB_APP | 2017-03-31 | RDB_APP | 2017-03-31 | 2958465 | TO - National Grid Electricity Transmission | HEDON (GIS) | 132kV
HEDO2 | HEDON (GIS) 275KV |  | 2017-03-31 | 2958465 |  |  | Y | 2017-03-31 | RDB_APP | 2017-03-31 | RDB_APP | 2017-03-31 | 2958465 | TO - National Grid Electricity Transmission | HEDON (GIS) | 275kV
HELE1 | HELENSBURGH 132KV |  | 2017-03-31 | 2958465 | GARB1 |  | Y | 2017-03-31 | RDB_APP | 2017-03-31 | RDB_APP | 2017-03-31 | 2958465 | TO - Scottish Power Transmission Ltd | HELENSBURGH | 132kV
HELE3 | HELENSBURGH 33KV |  | 2017-03-31 | 2958465 | HELE1 |  | Y | 2017-03-31 | RDB_APP | 2017-03-31 | RDB_APP | 2017-03-31 | 2958465 | TO - Scottish Power Transmission Ltd | HELENSBURGH | 33kV
HEMP1 | HEMPTON 132KV |  | 2017-03-31 | 2958465 |  |  | Y | 2017-03-31 | RDB_APP | 2017-03-31 | RDB_APP | 2017-03-31 | 2958465 | DNO - UK Power Networks Eastern | HEMPTON | 132kV
HEMP3 | HEMPTON 33KV |  | 2017-03-31 | 2958465 |  |  | Y | 2017-03-31 | RDB_APP | 2017-03-31 | RDB_APP | 2017-03-31 | 2958465 | DNO - UK Power Networks Eastern | HEMPTON | 33kV
HEND1 | HENDON 132KV |  | 2017-03-31 | 2958465 |  |  | Y | 2017-03-31 | RDB_APP | 2017-03-31 | RDB_APP | 2017-03-31 | 2958465 | TO - National Grid Electricity Transmission | HENDON | 132kV
HEND3 | HENDON 33KV |  | 2017-03-31 | 2958465 |  |  | Y | 2017-03-31 | RDB_APP | 2017-03-31 | RDB_APP | 2017-03-31 | 2958465 | DNO - UK Power Networks Eastern | HENDON | 33kV
HERE1 | HEREFORD 132KV |  | 2017-03-31 | 2958465 |  |  | Y | 2017-03-31 | RDB_APP | 2017-03-31 | RDB_APP | 2017-03-31 | 2958465 | DNO - WPD West Midlands | HEREFORD | 132kV
HERE6 | HEREFORD 66KV |  | 2017-03-31 | 2958465 |  |  | Y | 2017-03-31 | RDB_APP | 2017-03-31 | RDB_APP | 2017-03-31 | 2958465 | DNO - WPD West Midlands | HEREFORD | 66kV
HERO3 | HEATHROW 33KV |  | 2017-03-31 | 2958465 |  |  | Y | 2017-03-31 | RDB_APP | 2017-03-31 | RDB_APP | 2017-03-31 | 2958465 | DNO - SSE Southern | HEATHROW | 33kV
HERO6 | HEATHROW 66KV |  | 2017-03-31 | 2958465 |  |  | Y | 2017-03-31 | RDB_APP | 2017-03-31 | RDB_APP | 2017-03-31 | 2958465 | DNO - SSE Southern | HEATHROW | 66kV
HESW1 | HESWALL 132KV |  | 2017-03-31 | 2958465 |  |  | Y | 2017-03-31 | RDB_APP | 2017-03-31 | RDB_APP | 2017-03-31 | 2958465 | DNO - SP MANWEB(Scottish Power) | HESWALL | 132kV
HESW3 | HESWALL 33KV |  | 2017-03-31 | 2958465 |  |  | Y | 2017-03-31 | RDB_APP | 2017-03-31 | RDB_APP | 2017-03-31 | 2958465 | DNO - SP MANWEB(Scottish Power) | HESWALL | 33kV
HEYA4 | HEYSHAM A 400kV |  | 2017-09-27 |  |  |  | Y | 2017-09-27 | derek.young | 2017-09-27 | feng.ding | 2017-09-27 |  | PS - EDF Energy | HEYSHAM A | 400kV
HEYA8 | HEYSHAM POWER STATION GENERATOR 1 6.6KV |  | 2017-03-31 | 2958465 |  |  | Y | 2017-03-31 | RDB_APP | 2017-03-31 | RDB_APP | 2017-03-31 | 2958465 | TO - National Grid Electricity Transmission | HEYSHAM A | 6.6kV
HEYB4 | HEYSHAM B 400kV |  | 2017-09-27 |  |  |  | Y | 2017-09-27 | derek.young | 2017-09-27 | feng.ding | 2017-09-27 |  | PS - EDF Energy | HEYSHAM B | 400kV
HEYB8 | HEYSHAM POWER STATION GENERATOR 2 6.6KV |  | 2017-03-31 | 2958465 |  |  | Y | 2017-03-31 | RDB_APP | 2017-03-31 | RDB_APP | 2017-03-31 | 2958465 | TO - National Grid Electricity Transmission | HEYSHAM B | 6.6kV
HEYS1 | HEYSHAM 132KV |  | 2017-03-31 | 2958465 |  |  | Y | 2017-03-31 | RDB_APP | 2017-03-31 | RDB_APP | 2017-03-31 | 2958465 | TO - National Grid Electricity Transmission | HEYSHAM | 132kV
HEYS4 | HEYSHAM 400KV |  | 2017-03-31 | 2958465 |  |  | Y | 2017-03-31 | RDB_APP | 2017-03-31 | RDB_APP | 2017-03-31 | 2958465 | TO - National Grid Electricity Transmission | HEYSHAM | 400kV
HEYS5 | HEYSHAM 11KV |  | 2017-03-31 | 2958465 |  |  | Y | 2017-03-31 | RDB_APP | 2017-03-31 | RDB_APP | 2017-03-31 | 2958465 | TO - National Grid Electricity Transmission | HEYSHAM | 11kV
HIBU1 | HIGHBURY 132KV |  | 2017-03-31 | 2958465 |  |  | Y | 2017-03-31 | RDB_APP | 2017-03-31 | RDB_APP | 2017-03-31 | 2958465 | TO - National Grid Electricity Transmission | HIGHBURY | 132kV
HIBU4 | HIGHBURY 400KV |  | 2017-03-31 | 2958465 |  |  | Y | 2017-03-31 | RDB_APP | 2017-03-31 | RDB_APP | 2017-03-31 | 2958465 | TO - National Grid Electricity Transmission | HIGHBURY | 400kV
HICK6 | HICKLETON 66KV |  | 2017-03-31 | 2958465 |  |  | Y | 2017-03-31 | RDB_APP | 2017-03-31 | RDB_APP | 2017-03-31 | 2958465 | DNO - NPG Yorkshire (Northen Power Grid) | HICKLETON | 66kV
HIGM2 | HIGH MARNHAM 275KV |  | 2017-03-31 | 2958465 |  |  | Y | 2017-03-31 | RDB_APP | 2017-03-31 | RDB_APP | 2017-03-31 | 2958465 | TO - National Grid Electricity Transmission | HIGH MARNHAM | 275kV
HIGM4 | HIGH MARNHAM 400KV |  | 2017-03-31 | 2958465 |  |  | Y | 2017-03-31 | RDB_APP | 2017-03-31 | RDB_APP | 2017-03-31 | 2958465 | TO - National Grid Electricity Transmission | HIGH MARNHAM | 400kV
HIGM5 | HIGH MARNHAM 11KV |  | 2017-03-31 | 2958465 |  |  | Y | 2017-03-31 | RDB_APP | 2017-03-31 | RDB_APP | 2017-03-31 | 2958465 | TO - National Grid Electricity Transmission | HIGH MARNHAM | 11kV
HIGW1 | HIGH WYCOMBE 132KV |  | 2017-03-31 | 2958465 |  |  | Y | 2017-03-31 | RDB_APP | 2017-03-31 | RDB_APP | 2017-03-31 | 2958465 | DNO - SSE Southern | HIGH WYCOMBE | 132kV
HIGW3 | HIGH WYCOMBE 33KV |  | 2017-03-31 | 2958465 |  |  | Y | 2017-03-31 | RDB_APP | 2017-03-31 | RDB_APP | 2017-03-31 | 2958465 | DNO - SSE Southern | HIGH WYCOMBE | 33kV
HIIN5 | HILLINGDON 11KV |  | 2017-03-31 | 2958465 |  |  | Y | 2017-03-31 | RDB_APP | 2017-03-31 | RDB_APP | 2017-03-31 | 2958465 | DNO - SSE Southern | HILLINGDON | 11kV
HIIN6 | HILLINGDON 66KV |  | 2017-03-31 | 2958465 |  |  | Y | 2017-03-31 | RDB_APP | 2017-03-31 | RDB_APP | 2017-03-31 | 2958465 | DNO - SSE Southern | HILLINGDON | 66kV
HILL1 | HILLHOUSE 132KV |  | 2017-03-31 | 2958465 |  |  | Y | 2017-03-31 | RDB_APP | 2017-03-31 | RDB_APP | 2017-03-31 | 2958465 | DNO - ENW (Electric North-West) | HILLHOUSE | 132kV
HILL3 | HILLHOUSE 33KV |  | 2017-03-31 | 2958465 |  |  | Y | 2017-03-31 | RDB_APP | 2017-03-31 | RDB_APP | 2017-03-31 | 2958465 | DNO - ENW (Electric North-West) | HILLHOUSE | 33kV
HINB8 | HINKLEY POINT B *GENSET* 6.6KV |  | 2017-03-31 | 2958465 |  |  | Y | 2017-03-31 | RDB_APP | 2017-03-31 | RDB_APP | 2017-03-31 | 2958465 | TO - National Grid Electricity Transmission | HINKLEY POINT B *GENSET* | 6.6kV
HINC1 | HINCKLEY 132KV |  | 2017-03-31 | 2958465 |  |  | Y | 2017-03-31 | RDB_APP | 2017-03-31 | RDB_APP | 2017-03-31 | 2958465 | DNO - WPD East Midlands | HINCKLEY | 132kV
HINC1A | HINCKLEY 132KV |  | 2017-03-31 | 2958465 |  |  | Y | 2017-03-31 | RDB_APP | 2017-03-31 | RDB_APP | 2017-03-31 | 2958465 | DNO - WPD East Midlands | HINCKLEY | 132kV
HINC1B | HINCKLEY 132KV |  | 2017-03-31 | 2958465 |  |  | Y | 2017-03-31 | RDB_APP | 2017-03-31 | RDB_APP | 2017-03-31 | 2958465 | DNO - WPD East Midlands | HINCKLEY | 132kV
HINC3 | HINCKLEY 33KV |  | 2017-03-31 | 2958465 |  |  | Y | 2017-03-31 | RDB_APP | 2017-03-31 | RDB_APP | 2017-03-31 | 2958465 | DNO - WPD East Midlands | HINCKLEY | 33kV
HINC5 | HINCKLEY 11KV |  | 2017-03-31 | 2958465 |  |  | Y | 2017-03-31 | RDB_APP | 2017-03-31 | RDB_APP | 2017-03-31 | 2958465 | DNO - WPD East Midlands | HINCKLEY | 11kV
HINP2 | HINKLEY POINT 275KV |  | 2017-03-31 | 2958465 |  |  | Y | 2017-03-31 | RDB_APP | 2017-03-31 | RDB_APP | 2017-03-31 | 2958465 | TO - National Grid Electricity Transmission | HINKLEY POINT | 275kV
HINP4 | HINKLEY POINT 400KV |  | 2017-03-31 | 2958465 |  |  | Y | 2017-03-31 | RDB_APP | 2017-03-31 | RDB_APP | 2017-03-31 | 2958465 | TO - National Grid Electricity Transmission | HINKLEY POINT | 400kV
HINP5 | HINKLEY POINT 11KV |  | 2017-03-31 | 2958465 |  |  | Y | 2017-03-31 | RDB_APP | 2017-03-31 | RDB_APP | 2017-03-31 | 2958465 | TO - National Grid Electricity Transmission | HINKLEY POINT | 11kV
HINP8 | HINKLEY POINT 6.6KV |  | 2017-03-31 | 2958465 |  |  | Y | 2017-03-31 | RDB_APP | 2017-03-31 | RDB_APP | 2017-03-31 | 2958465 | TO - National Grid Electricity Transmission | HINKLEY POINT | 6.6kV
HIRW1 | HIRWAUN 132KV |  | 2017-03-31 | 2958465 |  |  | Y | 2017-03-31 | RDB_APP | 2017-03-31 | RDB_APP | 2017-03-31 | 2958465 | DNO - WPD South Wales | HIRWAUN | 132kV
HIRW3 | HIRWAUN 33KV |  | 2017-03-31 | 2958465 |  |  | Y | 2017-03-31 | RDB_APP | 2017-03-31 | RDB_APP | 2017-03-31 | 2958465 | DNO - WPD South Wales | HIRWAUN | 33kV
HIST1 | HISTON 132KV |  | 2017-03-31 | 2958465 |  |  | Y | 2017-03-31 | RDB_APP | 2017-03-31 | RDB_APP | 2017-03-31 | 2958465 | DNO - UK Power Networks Eastern | HISTON | 132kV
HIST3 | HISTON 33KV |  | 2017-03-31 | 2958465 |  |  | Y | 2017-03-31 | RDB_APP | 2017-03-31 | RDB_APP | 2017-03-31 | 2958465 | DNO - UK Power Networks Eastern | HISTON | 33kV
HITO3 | HILL OF TOWIE WIND FARM 33KV |  | 2017-03-31 | 2958465 | HITO3 |  | Y | 2017-03-31 | RDB_APP | 2017-03-31 | RDB_APP | 2017-03-31 | 2958465 | PS - SSE Generation Limited | HILL OF TOWIE WIND FARM | 33kV
HITO8 | HILL OF TOWIE WIND FARM 6.6KV |  | 2017-03-31 | 2958465 | HITO3 |  | Y | 2017-03-31 | RDB_APP | 2017-03-31 | RDB_APP | 2017-03-31 | 2958465 | PS - SSE Generation Limited | HILL OF TOWIE WIND FARM | 6.6kV
HOIN1 | HORNINGSEA TEE 132KV |  | 2017-03-31 | 2958465 |  |  | Y | 2017-03-31 | RDB_APP | 2017-03-31 | RDB_APP | 2017-03-31 | 2958465 | DNO - UK Power Networks Eastern | HORNINGSEA TEE | 132kV
HOLY1 | HOLYWELL 132KV |  | 2017-03-31 | 2958465 |  |  | Y | 2017-03-31 | RDB_APP | 2017-03-31 | RDB_APP | 2017-03-31 | 2958465 | DNO - SP MANWEB(Scottish Power) | HOLYWELL | 132kV
HOLY3 | HOLYWELL 33KV |  | 2017-03-31 | 2958465 |  |  | Y | 2017-03-31 | RDB_APP | 2017-03-31 | RDB_APP | 2017-03-31 | 2958465 | DNO - SP MANWEB(Scottish Power) | HOLYWELL | 33kV
HOOP1 | HOOTON PARK 132KV |  | 2017-03-31 | 2958465 |  |  | Y | 2017-03-31 | RDB_APP | 2017-03-31 | RDB_APP | 2017-03-31 | 2958465 | DNO - SP MANWEB(Scottish Power) | HOOTON PARK | 132kV
HOOP3 | HOOTON PARK 33KV |  | 2017-03-31 | 2958465 |  |  | Y | 2017-03-31 | RDB_APP | 2017-03-31 | RDB_APP | 2017-03-31 | 2958465 | DNO - SP MANWEB(Scottish Power) | HOOTON PARK | 33kV
HOOW1 | HOLLOWAY ROAD 132KV |  | 2017-03-31 | 2958465 |  |  | Y | 2017-03-31 | RDB_APP | 2017-03-31 | RDB_APP | 2017-03-31 | 2958465 | DNO - UK Power Networks Central | HOLLOWAY ROAD | 132kV
HOOW5 | HOLLOWAY ROAD 11KV |  | 2017-03-31 | 2958465 |  |  | Y | 2017-03-31 | RDB_APP | 2017-03-31 | RDB_APP | 2017-03-31 | 2958465 | DNO - UK Power Networks Central | HOLLOWAY ROAD | 11kV
HOOW6 | HOLLOWAY ROAD 66KV |  | 2017-03-31 | 2958465 |  |  | Y | 2017-03-31 | RDB_APP | 2017-03-31 | RDB_APP | 2017-03-31 | 2958465 | DNO - UK Power Networks Central | HOLLOWAY ROAD | 66kV
HORN1 | HORNCHURCH 132KV |  | 2017-03-31 | 2958465 |  |  | Y | 2017-03-31 | RDB_APP | 2017-03-31 | RDB_APP | 2017-03-31 | 2958465 | DNO - UK Power Networks Eastern | HORNCHURCH | 132kV
HORN3 | HORNCHURCH 33KV |  | 2017-03-31 | 2958465 |  |  | Y | 2017-03-31 | RDB_APP | 2017-03-31 | RDB_APP | 2017-03-31 | 2958465 | DNO - UK Power Networks Eastern | HORNCHURCH | 33kV
HORP4 | HORSESHOE POINT 400KV |  | 2017-03-31 | 2958465 |  |  | Y | 2017-03-31 | RDB_APP | 2017-03-31 | RDB_APP | 2017-03-31 | 2958465 | TO - National Grid Electricity Transmission | HORSESHOE POINT | 400kV
HORP5 | HORSESHOE POINT 11KV |  | 2017-03-31 | 2958465 |  |  | Y | 2017-03-31 | RDB_APP | 2017-03-31 | RDB_APP | 2017-03-31 | 2958465 | Unknown | HORSESHOE POINT | 11kV
HORS1 | HORSHAM 132KV |  | 2017-03-31 | 2958465 |  |  | Y | 2017-03-31 | RDB_APP | 2017-03-31 | RDB_APP | 2017-03-31 | 2958465 | DNO - UK Power Networks South East | HORSHAM | 132kV
HORS5 | HORSHAM 11KV |  | 2017-03-31 | 2958465 |  |  | Y | 2017-03-31 | RDB_APP | 2017-03-31 | RDB_APP | 2017-03-31 | 2958465 | DNO - UK Power Networks South East | HORSHAM | 11kV
HOUR1 | HOUGHTON REGIS 132KV |  | 2017-03-31 | 2958465 |  |  | Y | 2017-03-31 | RDB_APP | 2017-03-31 | RDB_APP | 2017-03-31 | 2958465 | DNO - UK Power Networks Eastern | HOUGHTON REGIS | 132kV
HOUR3 | HOUGHTON REGIS 33KV |  | 2017-03-31 | 2958465 |  |  | Y | 2017-03-31 | RDB_APP | 2017-03-31 | RDB_APP | 2017-03-31 | 2958465 | DNO - UK Power Networks Eastern | HOUGHTON REGIS | 33kV
HOYL1 | HOYLAKE 132KV |  | 2017-03-31 | 2958465 |  |  | Y | 2017-03-31 | RDB_APP | 2017-03-31 | RDB_APP | 2017-03-31 | 2958465 | DNO - SP MANWEB(Scottish Power) | HOYLAKE | 132kV
HOYL3 | HOYLAKE 33KV |  | 2017-03-31 | 2958465 |  |  | Y | 2017-03-31 | RDB_APP | 2017-03-31 | RDB_APP | 2017-03-31 | 2958465 | DNO - SP MANWEB(Scottish Power) | HOYLAKE | 33kV
HREF4 | HUMBER REFINERY 400KV |  | 2017-03-31 | 2958465 |  |  | Y | 2017-03-31 | RDB_APP | 2017-03-31 | RDB_APP | 2017-03-31 | 2958465 | TO - National Grid Electricity Transmission | HUMBER REFINERY | 400kV
HRKR3 | HARKER RAIL 33KV |  | 2017-03-31 | 2958465 |  |  | Y | 2017-03-31 | RDB_APP | 2017-03-31 | RDB_APP | 2017-03-31 | 2958465 | Unknown | HARKER RAIL | 33kV
HRTL8 | HARTLEPOOL *GENSET* 6.6KV |  | 2017-03-31 | 2958465 |  |  | Y | 2017-03-31 | RDB_APP | 2017-03-31 | RDB_APP | 2017-03-31 | 2958465 | TO - National Grid Electricity Transmission | HARTLEPOOL *GENSET* | 6.6kV
HUCS2 | HUNTERSTON CONVERTER STATION 275kV |  | 2017-08-01 |  |  |  | Y | 2017-08-01 | feng.ding | 2017-08-01 | derek.young | 2017-08-01 |  | TO - Scottish Power Transmission Ltd | HUNTERSTON CONVERTER STATION | 275kV
HUCS3 | HUNTERSTON CONVERTER STATION 33kV |  | 2017-08-02 |  |  |  | Y | 2017-08-02 | derek.young | 2017-08-02 | feng.ding | 2017-08-02 |  | TO - Scottish Power Transmission Ltd | HUNTERSTON CONVERTER STATION | 33kV
HUCS4 | HUNTERSTON STATION 400KV |  | 2017-03-31 | 2958465 | HUCS4 |  | Y | 2017-03-31 | RDB_APP | 2017-03-31 | RDB_APP | 2017-03-31 | 2958465 | TO - Scottish Power Transmission Ltd | HUNTERSTON CONVERTER STATION | 400kV
HUCSDC | HUNTERSTON CONVERTER STATION DC |  | 2017-08-01 |  |  |  | Y | 2017-08-01 | feng.ding | 2017-08-01 | derek.young | 2017-08-01 |  | TO - Scottish Power Transmission Ltd | HUNTERSTON CONVERTER STATION | DC
HUER1 | HUNTERSTON 132KV |  | 2017-03-31 | 2958465 | HUER1 |  | Y | 2017-03-31 | RDB_APP | 2017-03-31 | RDB_APP | 2017-03-31 | 2958465 | TO - Scottish Power Transmission Ltd | HUNTERSTON | 132kV
HUER2 | HUNTERSTON 275KV |  | 2017-03-31 | 2958465 | HUER2 |  | Y | 2017-03-31 | RDB_APP | 2017-03-31 | RDB_APP | 2017-03-31 | 2958465 | TO - Scottish Hydro Electric Transmission Ltd | HUNTERSTON | 275kV
HUER4 | HUNTERSTON 400KV |  | 2017-03-31 | 2958465 | HUER2 |  | Y | 2017-03-31 | RDB_APP | 2017-03-31 | RDB_APP | 2017-03-31 | 2958465 | TO - Scottish Power Transmission Ltd | HUNTERSTON | 400kV
HUER8 | HUNTERSTON 6.6KV |  | 2017-03-31 | 2958465 | HUER0 |  | Y | 2017-03-31 | RDB_APP | 2017-03-31 | RDB_APP | 2017-03-31 | 2958465 | TO - Scottish Power Transmission Ltd | HUNTERSTON | 6.6kV
HUMB1 | HUMBERSTON 132KV |  | 2017-03-31 | 2958465 |  |  | Y | 2017-03-31 | RDB_APP | 2017-03-31 | RDB_APP | 2017-03-31 | 2958465 | DNO - NPG Yorkshire (Northen Power Grid) | HUMBERSTON | 132kV
HUMB3 | HUMBERSTON 33KV |  | 2017-03-31 | 2958465 |  |  | Y | 2017-03-31 | RDB_APP | 2017-03-31 | RDB_APP | 2017-03-31 | 2958465 | DNO - NPG Yorkshire (Northen Power Grid) | HUMBERSTON | 33kV
HUMG8 | HUMBER GATEWAY OFFSHORE WINDFARM 6.6KV |  | 2017-03-31 | 2958465 |  |  | Y | 2017-03-31 | RDB_APP | 2017-03-31 | RDB_APP | 2017-03-31 | 2958465 | TO - National Grid Electricity Transmission | HUMBER GATEWAY OFFSHORE WIND FARM | 6.6kV
HUMO1 | HUMBER GATEWAY ONSHORE SITE 132KV |  | 2017-03-31 | 2958465 |  |  | Y | 2017-03-31 | RDB_APP | 2017-03-31 | RDB_APP | 2017-03-31 | 2958465 | OFTO - Balfour Beatty - Now Equitix have a controlling interest | HUMBER GATEWAY ONSHORE SITE | 132kV
HUMO2 | HUMBER GATEWAY ONSHORE SITE 275KV |  | 2017-03-31 | 2958465 |  |  | Y | 2017-03-31 | RDB_APP | 2017-03-31 | RDB_APP | 2017-03-31 | 2958465 | TO - National Grid Electricity Transmission | HUMBER GATEWAY ONSHORE SITE | 275kV
HUMO3 | HUMBER GATEWAY ONSHORE SITE 33KV |  | 2017-03-31 | 2958465 |  |  | Y | 2017-03-31 | RDB_APP | 2017-03-31 | RDB_APP | 2017-03-31 | 2958465 | OFTO - Balfour Beatty - Now Equitix have a controlling interest | HUMBER GATEWAY ONSHORE SITE | 33kV
HUMR3 | HUMBER REFINERY 33KV |  | 2017-03-31 | 2958465 |  |  | Y | 2017-03-31 | RDB_APP | 2017-03-31 | RDB_APP | 2017-03-31 | 2958465 | TO - National Grid Electricity Transmission | HUMBER REFINERY | 33kV
HUMR4 | HUMBER REFINERY 400KV |  | 2017-03-31 | 2958465 |  |  | Y | 2017-03-31 | RDB_APP | 2017-03-31 | RDB_APP | 2017-03-31 | 2958465 | TO - National Grid Electricity Transmission | HUMBER REFINERY | 400kV
HUMW1 | HUMBER GATEWAY OFFSHORE WIND FARM 132KV |  | 2017-03-31 | 2958465 |  |  | Y | 2017-03-31 | RDB_APP | 2017-03-31 | RDB_APP | 2017-03-31 | 2958465 | OFTO - Balfour Beatty - Now Equitix have a controlling interest | HUMBER GATEWAY OFFSHORE WIND FARM | 132kV
HUMW3 | HUMBER GATEWAY OFFSHORE WIND FARM 33KV |  | 2017-03-31 | 2958465 |  |  | Y | 2017-03-31 | RDB_APP | 2017-03-31 | RDB_APP | 2017-03-31 | 2958465 | OFTO - Balfour Beatty - Now Equitix have a controlling interest | HUMBER GATEWAY OFFSHORE WIND FARM | 33kV
HUNC1 | HUNCOAT 132KV |  | 2017-03-31 | 2958465 |  |  | Y | 2017-03-31 | RDB_APP | 2017-03-31 | RDB_APP | 2017-03-31 | 2958465 | DNO - ENW (Electric North-West) | HUNCOAT | 132kV
HUNC3 | HUNCOAT 33KV |  | 2017-03-31 | 2958465 |  |  | Y | 2017-03-31 | RDB_APP | 2017-03-31 | RDB_APP | 2017-03-31 | 2958465 | DNO - ENW (Electric North-West) | HUNCOAT | 33kV
HUNE4 | HUNTERSTON EAST 400KV |  | 2017-03-31 | 2958465 | HUER1 |  | Y | 2017-03-31 | RDB_APP | 2017-03-31 | RDB_APP | 2017-03-31 | 2958465 | TO - Scottish Power Transmission Ltd | HUNTERSTON EAST | 400kV
HUNF1 | HUNTERSTON FARM 132KV |  | 2017-03-31 | 2958465 | HUER1 |  | Y | 2017-03-31 | RDB_APP | 2017-03-31 | RDB_APP | 2017-03-31 | 2958465 | TO - Scottish Power Transmission Ltd | HUNTERSTON FARM | 132kV
HUNF3 | HUNTERSTON FARM 33KV |  | 2017-03-31 | 2958465 | HUNF1 |  | Y | 2017-03-31 | RDB_APP | 2017-03-31 | RDB_APP | 2017-03-31 | 2958465 | TO - Scottish Power Transmission Ltd | HUNTERSTON FARM | 33kV
HUNH4 | HUNTERSTON NORTH 400KV |  | 2017-03-31 | 2958465 |  |  | Y | 2017-03-31 | RDB_APP | 2017-03-31 | RDB_APP | 2017-03-31 | 2958465 | TO - Scottish Power Transmission Ltd | HUNTERSTON NORTH | 400kV
HUNN2 | HUNNINGLEY 275KV |  | 2017-03-31 | 2958465 | CRSS2 |  | Y | 2017-03-31 | RDB_APP | 2017-03-31 | RDB_APP | 2017-03-31 | 2958465 | TO - Scottish Power Transmission Ltd | HUNNINGLEY | 275kV
HUNN3 | HUNNINGLEY 33KV |  | 2017-03-31 | 2958465 |  |  | Y | 2017-03-31 | RDB_APP | 2017-03-31 | RDB_APP | 2017-03-31 | 2958465 | TO - Scottish Power Transmission Ltd | HUNNINGLEY | 33kV
HUNN4 | HUNNINGLEY 400KV |  | 2017-03-31 | 2958465 |  |  | Y | 2017-03-31 | RDB_APP | 2017-03-31 | RDB_APP | 2017-03-31 | 2958465 | TO - Scottish Power Transmission Ltd | HUNNINGLEY | 400kV
HUNS1 | HUNSTON 132KV |  | 2017-03-31 | 2958465 |  |  | Y | 2017-03-31 | RDB_APP | 2017-03-31 | RDB_APP | 2017-03-31 | 2958465 | DNO - SSE Southern | HUNSTON | 132kV
HUNS3 | HUNSTON 33KV |  | 2017-03-31 | 2958465 |  |  | Y | 2017-03-31 | RDB_APP | 2017-03-31 | RDB_APP | 2017-03-31 | 2958465 | DNO - SSE Southern | HUNSTON | 33kV
HUNT1 | HUNTINGDON 132KV |  | 2017-03-31 | 2958465 |  |  | Y | 2017-03-31 | RDB_APP | 2017-03-31 | RDB_APP | 2017-03-31 | 2958465 | DNO - UK Power Networks Eastern | HUNTINGDON | 132kV
HUNT3 | HUNTINGDON 33KV |  | 2017-03-31 | 2958465 |  |  | Y | 2017-03-31 | RDB_APP | 2017-03-31 | RDB_APP | 2017-03-31 | 2958465 | DNO - UK Power Networks Eastern | HUNTINGDON | 33kV
HUNT5 | HUNTINGDON 11KV |  | 2017-03-31 | 2958465 |  |  | Y | 2017-03-31 | RDB_APP | 2017-03-31 | RDB_APP | 2017-03-31 | 2958465 | DNO - UK Power Networks Eastern | HUNTINGDON | 11kV
HURS1 | HURST 132KV |  | 2017-03-31 | 2958465 |  |  | Y | 2017-03-31 | RDB_APP | 2017-03-31 | RDB_APP | 2017-03-31 | 2958465 | TO - National Grid Electricity Transmission | HURST | 132kV
HURS2 | HURST 275KV |  | 2017-03-31 | 2958465 |  |  | Y | 2017-03-31 | RDB_APP | 2017-03-31 | RDB_APP | 2017-03-31 | 2958465 | TO - National Grid Electricity Transmission | HURST | 275kV
HURS8 | HURST 6.6KV |  | 2017-03-31 | 2958465 |  |  | Y | 2017-03-31 | RDB_APP | 2017-03-31 | RDB_APP | 2017-03-31 | 2958465 | Unknown | HURST | 6.6kV
HUST1 | HUSTHWAITE 132KV |  | 2017-03-31 | 2958465 |  |  | Y | 2017-03-31 | RDB_APP | 2017-03-31 | RDB_APP | 2017-03-31 | 2958465 | DNO - NPG North East (Northen Power Grid) | HUSTHWAITE | 132kV
HUST1A | HUSTHWAITE 132KV |  | 2017-03-31 | 2958465 |  |  | Y | 2017-03-31 | RDB_APP | 2017-03-31 | RDB_APP | 2017-03-31 | 2958465 | DNO - NPG North East (Northen Power Grid) | HUSTHWAITE | 132kV
HUST3 | HUSTHWAITE 33KV |  | 2017-03-31 | 2958465 |  |  | Y | 2017-03-31 | RDB_APP | 2017-03-31 | RDB_APP | 2017-03-31 | 2958465 | DNO - NPG North East (Northen Power Grid) | HUSTHWAITE | 33kV
HUTG6 | HUTTON (GREEN FIELD) - ENERGIS 66KV |  | 2017-03-31 | 2958465 |  |  | Y | 2017-03-31 | RDB_APP | 2017-03-31 | RDB_APP | 2017-03-31 | 2958465 | DNO - NPG Yorkshire (Northen Power Grid) | HUTTON (GREEN FIELD) - ENERGIS | 66kV
HUTT1 | HUTTON 132KV |  | 2017-03-31 | 2958465 |  |  | Y | 2017-03-31 | RDB_APP | 2017-03-31 | RDB_APP | 2017-03-31 | 2958465 | TO - National Grid Electricity Transmission | HUTTON | 132kV
HUTT3R | HUTTON 33KV |  | 2017-03-31 | 2958465 |  |  | Y | 2017-03-31 | RDB_APP | 2017-03-31 | RDB_APP | 2017-03-31 | 2958465 | Unknown | HUTTON | 33kV
HUTT4 | HUTTON 400KV |  | 2017-03-31 | 2958465 |  |  | Y | 2017-03-31 | RDB_APP | 2017-03-31 | RDB_APP | 2017-03-31 | 2958465 | TO - National Grid Electricity Transmission | HUTTON | 400kV
HUYT1 | HUYTON 132KV |  | 2017-03-31 | 2958465 |  |  | Y | 2017-03-31 | RDB_APP | 2017-03-31 | RDB_APP | 2017-03-31 | 2958465 | DNO - SP MANWEB(Scottish Power) | HUYTON | 132kV
HUYT3 | HUYTON 33KV |  | 2017-03-31 | 2958465 |  |  | Y | 2017-03-31 | RDB_APP | 2017-03-31 | RDB_APP | 2017-03-31 | 2958465 | DNO - SP MANWEB(Scottish Power) | HUYTON | 33kV
ICIF6 | I.C.I. FIBRES 66KV |  | 2017-03-31 | 2958465 |  |  | Y | 2017-03-31 | RDB_APP | 2017-03-31 | RDB_APP | 2017-03-31 | 2958465 | DNO - NPG Yorkshire (Northen Power Grid) | I.C.I. FIBRES | 66kV
IFAH2 | IFA HVDC 275KV |  | 2017-03-31 | 2958465 |  |  | Y | 2017-03-31 | RDB_APP | 2017-03-31 | RDB_APP | 2017-03-31 | 2958465 | TO - National Grid Electricity Transmission | IFA 220KV HVDC | 275kV
IGOF1 | INNER GABBARD OFFSHORE SUBSTATION 132KV |  | 2017-03-31 | 2958465 |  |  | Y | 2017-03-31 | RDB_APP | 2017-03-31 | RDB_APP | 2017-03-31 | 2958465 | TO - National Grid Electricity Transmission | INNER GABBARD OFFSHORE SUBSTATION | 132kV
ILKS1 | ILKETSHALL 132KV |  | 2017-03-31 | 2958465 |  |  | Y | 2017-03-31 | RDB_APP | 2017-03-31 | RDB_APP | 2017-03-31 | 2958465 | DNO - UK Power Networks Eastern | ILKETSHALL | 132kV
ILKS3 | ILKETSHALL 33KV |  | 2017-03-31 | 2958465 |  |  | Y | 2017-03-31 | RDB_APP | 2017-03-31 | RDB_APP | 2017-03-31 | 2958465 | DNO - UK Power Networks Eastern | ILKETSHALL | 33kV
ILME1 | ILMER 132KV |  | 2017-03-31 | 2958465 |  |  | Y | 2017-03-31 | RDB_APP | 2017-03-31 | RDB_APP | 2017-03-31 | 2958465 | DNO - UK Power Networks Eastern | ILMER | 132kV
ILME3 | ILMER 33KV |  | 2017-03-31 | 2958465 |  |  | Y | 2017-03-31 | RDB_APP | 2017-03-31 | RDB_APP | 2017-03-31 | 2958465 | DNO - UK Power Networks Eastern | ILMER | 33kV
IMMI1 | IMMINGHAM 132KV |  | 2017-03-31 | 2958465 |  |  | Y | 2017-03-31 | RDB_APP | 2017-03-31 | RDB_APP | 2017-03-31 | 2958465 | DNO - NPG Yorkshire (Northen Power Grid) | IMMINGHAM | 132kV
IMMI3 | IMMINGHAM 33KV |  | 2017-03-31 | 2958465 |  |  | Y | 2017-03-31 | RDB_APP | 2017-03-31 | RDB_APP | 2017-03-31 | 2958465 | DNO - NPG Yorkshire (Northen Power Grid) | IMMINGHAM | 33kV
IMMI8 | IMMINGHAM 6.6KV |  | 2017-03-31 | 2958465 |  |  | Y | 2017-03-31 | RDB_APP | 2017-03-31 | RDB_APP | 2017-03-31 | 2958465 | TO - National Grid Electricity Transmission | IMMINGHAM | 6.6kV
IMPP3 | IMPERIAL PARK 33KV |  | 2017-03-31 | 2958465 |  |  | Y | 2017-03-31 | RDB_APP | 2017-03-31 | RDB_APP | 2017-03-31 | 2958465 | TO - National Grid Electricity Transmission | IMPERIAL PARK | 33kV
IMPP3R | IMPERIAL PARK 33KV |  | 2017-03-31 | 2958465 |  |  | Y | 2017-03-31 | RDB_APP | 2017-03-31 | RDB_APP | 2017-03-31 | 2958465 | DNO - SP MANWEB(Scottish Power) | IMPERIAL PARK | 33kV
IMPP4 | IMPERIAL PARK 400KV |  | 2017-03-31 | 2958465 |  |  | Y | 2017-03-31 | RDB_APP | 2017-03-31 | RDB_APP | 2017-03-31 | 2958465 | TO - National Grid Electricity Transmission | IMPERIAL PARK | 400kV
INAW3 | INVERAWE 33KV |  | 2017-03-31 | 2958465 | INAW3 |  | Y | 2017-03-31 | RDB_APP | 2017-03-31 | RDB_APP | 2017-03-31 | 2958465 | DNO - Scottish & Southern Energy DNO Scotland | INVERAWE | 33kV
INAW5 | INVERAWE 11KV |  | 2017-03-31 | 2958465 | INAW3 |  | Y | 2017-03-31 | RDB_APP | 2017-03-31 | RDB_APP | 2017-03-31 | 2958465 | DNO - Scottish & Southern Energy DNO Scotland | INVERAWE | 11kV
INCE1 | INCE 132KV |  | 2017-03-31 | 2958465 |  |  | Y | 2017-03-31 | RDB_APP | 2017-03-31 | RDB_APP | 2017-03-31 | 2958465 | DNO - SP MANWEB(Scottish Power) | INCE | 132kV
INCE2 | INCE 275KV |  | 2017-03-31 | 2958465 |  |  | Y | 2017-03-31 | RDB_APP | 2017-03-31 | RDB_APP | 2017-03-31 | 2958465 | TO - National Grid Electricity Transmission | INCE | 275kV
INCE3 | INCE 33KV |  | 2017-03-31 | 2958465 |  |  | Y | 2017-03-31 | RDB_APP | 2017-03-31 | RDB_APP | 2017-03-31 | 2958465 | DNO - SP MANWEB(Scottish Power) | INCE | 33kV
INDQ1 | INDIAN QUEENS 132KV |  | 2017-03-31 | 2958465 |  |  | Y | 2017-03-31 | RDB_APP | 2017-03-31 | RDB_APP | 2017-03-31 | 2958465 | TO - National Grid Electricity Transmission | INDIAN QUEENS | 132kV
INDQ4 | INDIAN QUEENS 400KV |  | 2017-03-31 | 2958465 |  |  | Y | 2017-03-31 | RDB_APP | 2017-03-31 | RDB_APP | 2017-03-31 | 2958465 | TO - National Grid Electricity Transmission | INDIAN QUEENS | 400kV
INDQ8 | INDIAN QUEENS 6.6KV |  | 2017-03-31 | 2958465 |  |  | Y | 2017-03-31 | RDB_APP | 2017-03-31 | RDB_APP | 2017-03-31 | 2958465 | TO - National Grid Electricity Transmission | INDIAN QUEENS | 6.6kV
INGA1 | INVERGARRY 132KV |  | 2017-03-31 | 2958465 |  |  | Y | 2017-03-31 | RDB_APP | 2017-03-31 | RDB_APP | 2017-03-31 | 2958465 | TO - Scottish Hydro Electric Transmission Ltd | INVERGARRY | 132kV
INGA5 | INVERGARRY 11KV |  | 2017-03-31 | 2958465 | INGA1 |  | Y | 2017-03-31 | RDB_APP | 2017-03-31 | RDB_APP | 2017-03-31 | 2958465 | DNO - Scottish & Southern Energy DNO Scotland | INVERGARRY | 11kV
INKE1 | INVERKEITHING 132KV |  | 2017-03-31 | 2958465 | DUNF1 |  | Y | 2017-03-31 | RDB_APP | 2017-03-31 | RDB_APP | 2017-03-31 | 2958465 | TO - Scottish Power Transmission Ltd | INVERKEITHING | 132kV
INKE3 | INVERKEITHING 33KV |  | 2017-03-31 | 2958465 | INKE1 |  | Y | 2017-03-31 | RDB_APP | 2017-03-31 | RDB_APP | 2017-03-31 | 2958465 | TO - Scottish Power Transmission Ltd | INVERKEITHING | 33kV
INKI4 | INVERKIP 400KV |  | 2017-03-31 | 2958465 | DEVM4 |  | Y | 2017-03-31 | RDB_APP | 2017-03-31 | RDB_APP | 2017-03-31 | 2958465 | TO - Scottish Power Transmission Ltd | INVERKIP | 400kV
INNE1 | INVERNESS 132KV |  | 2017-03-31 | 2958465 | BEAU1 |  | Y | 2017-03-31 | RDB_APP | 2017-03-31 | RDB_APP | 2017-03-31 | 2958465 | TO - Scottish Hydro Electric Transmission Ltd | INVERNESS | 132kV
INNE3 | INVERNESS 33KV |  | 2017-03-31 | 2958465 |  |  | Y | 2017-03-31 | RDB_APP | 2017-03-31 | RDB_APP | 2017-03-31 | 2958465 | DNO - Scottish & Southern Energy DNO Scotland | INVERNESS | 33kV
INRU1 | INVERUGIE 132KV |  | 2017-03-31 | 2958465 |  |  | Y | 2017-03-31 | RDB_APP | 2017-03-31 | RDB_APP | 2017-03-31 | 2958465 | TO - Scottish Hydro Electric Transmission Ltd | INVERUGIE | 132kV
INRU1T | INVERUGIE 132KV |  | 2017-03-31 | 2958465 |  |  | Y | 2017-03-31 | RDB_APP | 2017-03-31 | RDB_APP | 2017-03-31 | 2958465 | TO - Scottish Hydro Electric Transmission Ltd | INVERUGIE | 132kV
INSW3 | INSCH WIND 33KV |  | 2017-03-31 | 2958465 |  |  | Y | 2017-03-31 | RDB_APP | 2017-03-31 | RDB_APP | 2017-03-31 | 2958465 | PS - SSE Generation Limited | INSCH WIND | 33kV
INVE1 | INVERARAY 132KV |  | 2017-03-31 | 2958465 | ARDK1 |  | Y | 2017-03-31 | RDB_APP | 2017-03-31 | RDB_APP | 2017-03-31 | 2958465 | TO - Scottish Hydro Electric Transmission Ltd | INVERARAY | 132kV
INVR1 | INVERARNAN 132KV |  | 2017-03-31 | 2958465 | INVR1 |  | Y | 2017-03-31 | RDB_APP | 2017-03-31 | RDB_APP | 2017-03-31 | 2958465 | TO - Scottish Hydro Electric Transmission Ltd | INVERARNAN | 132kV
INVR2 | INVERARNAN 275KV |  | 2017-03-31 | 2958465 | DALL2 |  | Y | 2017-03-31 | RDB_APP | 2017-03-31 | RDB_APP | 2017-03-31 | 2958465 | TO - Scottish Power Transmission Ltd | INVERARNAN | 275kV
INWI1 | INNERWICK 132KV |  | 2017-03-31 | 2958465 | DUNB1 |  | Y | 2017-03-31 | RDB_APP | 2017-03-31 | RDB_APP | 2017-03-31 | 2958465 | TO - Scottish Power Transmission Ltd | INNERWICK | 132kV
INWI2 | INNERWICK 275KV |  | 2017-03-31 | 2958465 |  |  | Y | 2017-03-31 | RDB_APP | 2017-03-31 | RDB_APP | 2017-03-31 | 2958465 | TO - Scottish Power Transmission Ltd | INNERWICK | 275kV
INWI7 | INNERWICK 25KV |  | 2017-03-31 | 2958465 |  |  | Y | 2017-03-31 | RDB_APP | 2017-03-31 | RDB_APP | 2017-03-31 | 2958465 | DNO - Scottish Power DNO Scotland | INNERWICK | 22kV
IPSL5 | IPSLEY 11KV |  | 2017-03-31 | 2958465 |  |  | Y | 2017-03-31 | RDB_APP | 2017-03-31 | RDB_APP | 2017-03-31 | 2958465 | DNO - WPD East Midlands | IPSLEY | 11kV
IPSL6 | IPSLEY 66KV |  | 2017-03-31 | 2958465 |  |  | Y | 2017-03-31 | RDB_APP | 2017-03-31 | RDB_APP | 2017-03-31 | 2958465 | DNO - WPD East Midlands | IPSLEY | 66kV
IPSW1 | IPSWICH 132KV |  | 2017-03-31 | 2958465 |  |  | Y | 2017-03-31 | RDB_APP | 2017-03-31 | RDB_APP | 2017-03-31 | 2958465 | DNO - UK Power Networks Eastern | IPSWICH | 132kV
IPSW3 | IPSWICH 33KV |  | 2017-03-31 | 2958465 |  |  | Y | 2017-03-31 | RDB_APP | 2017-03-31 | RDB_APP | 2017-03-31 | 2958465 | DNO - UK Power Networks Eastern | IPSWICH | 33kV
IRBR5 | IRONBRIDGE (SOUTHERN ELECTRIC) 11KV |  | 2017-03-31 | 2958465 |  |  | Y | 2017-03-31 | RDB_APP | 2017-03-31 | RDB_APP | 2017-03-31 | 2958465 | DNO - SSE Southern | IRONBRIDGE (SOUTHERN ELECTRIC) | 11kV
IRBR6 | IRONBRIDGE (SOUTHERN ELECTRIC) 66KV |  | 2017-03-31 | 2958465 |  |  | Y | 2017-03-31 | RDB_APP | 2017-03-31 | RDB_APP | 2017-03-31 | 2958465 | DNO - SSE Southern | IRONBRIDGE (SOUTHERN ELECTRIC) | 66kV
IROA1 | IRON ACTON 132KV |  | 2017-03-31 | 2958465 |  |  | Y | 2017-03-31 | RDB_APP | 2017-03-31 | RDB_APP | 2017-03-31 | 2958465 | TO - National Grid Electricity Transmission | IRON ACTON | 132kV
IROA2 | IRON ACTON 275KV |  | 2017-03-31 | 2958465 |  |  | Y | 2017-03-31 | RDB_APP | 2017-03-31 | RDB_APP | 2017-03-31 | 2958465 | TO - National Grid Electricity Transmission | IRON ACTON | 275kV
IROB8 | IRONBRIDGE GEN 6.6KV |  | 2017-03-31 | 2958465 |  |  | Y | 2017-03-31 | RDB_APP | 2017-03-31 | RDB_APP | 2017-03-31 | 2958465 | TO - National Grid Electricity Transmission | IRONBRIDGE GEN | 6.6kV
IRON1 | IRONBRIDGE 132KV |  | 2017-03-31 | 2958465 |  |  | Y | 2017-03-31 | RDB_APP | 2017-03-31 | RDB_APP | 2017-03-31 | 2958465 | TO - National Grid Electricity Transmission | IRONBRIDGE | 132kV
IRON3 | IRONBRIDGE 33KV |  | 2017-03-31 | 2958465 |  |  | Y | 2017-03-31 | RDB_APP | 2017-03-31 | RDB_APP | 2017-03-31 | 2958465 | DNO - WPD West Midlands | IRONBRIDGE | 33kV
IRON4 | IRONBRIDGE 400KV |  | 2017-03-31 | 2958465 |  |  | Y | 2017-03-31 | RDB_APP | 2017-03-31 | RDB_APP | 2017-03-31 | 2958465 | TO - National Grid Electricity Transmission | IRONBRIDGE | 400kV
IRON5 | IRONBRIDGE 11KV |  | 2017-03-31 | 2958465 |  |  | Y | 2017-03-31 | RDB_APP | 2017-03-31 | RDB_APP | 2017-03-31 | 2958465 | TO - National Grid Electricity Transmission | IRONBRIDGE | 11kV
IRTH1 | IRTHLINGBOROUGH 132KV |  | 2017-03-31 | 2958465 |  |  | Y | 2017-03-31 | RDB_APP | 2017-03-31 | RDB_APP | 2017-03-31 | 2958465 | DNO - WPD East Midlands | IRTHLINGBOROUGH | 132kV
IRTH3 | IRTHLINGBOROUGH 33KV |  | 2017-03-31 | 2958465 |  |  | Y | 2017-03-31 | RDB_APP | 2017-03-31 | RDB_APP | 2017-03-31 | 2958465 | DNO - WPD East Midlands | IRTHLINGBOROUGH | 33kV
ISLI1 | ISLINGTON 132KV |  | 2017-03-31 | 2958465 |  |  | Y | 2017-03-31 | RDB_APP | 2017-03-31 | RDB_APP | 2017-03-31 | 2958465 | DNO - UK Power Networks Central | ISLINGTON | 132kV
ISLI6 | ISLINGTON 66KV |  | 2017-03-31 | 2958465 |  |  | Y | 2017-03-31 | RDB_APP | 2017-03-31 | RDB_APP | 2017-03-31 | 2958465 | DNO - UK Power Networks Central | ISLINGTON | 66kV
IVER1 | IVER 132KV |  | 2017-03-31 | 2958465 |  |  | Y | 2017-03-31 | RDB_APP | 2017-03-31 | RDB_APP | 2017-03-31 | 2958465 | TO - National Grid Electricity Transmission | IVER | 132kV
IVER2 | IVER 275KV |  | 2017-03-31 | 2958465 |  |  | Y | 2017-03-31 | RDB_APP | 2017-03-31 | RDB_APP | 2017-03-31 | 2958465 | TO - National Grid Electricity Transmission | IVER | 275kV
IVER2T | IVER 275KV |  | 2017-03-31 | 2958465 |  |  | Y | 2017-03-31 | RDB_APP | 2017-03-31 | RDB_APP | 2017-03-31 | 2958465 | TO - National Grid Electricity Transmission | IVER | 275kV
IVER4 | IVER 400KV |  | 2017-03-31 | 2958465 |  |  | Y | 2017-03-31 | RDB_APP | 2017-03-31 | RDB_APP | 2017-03-31 | 2958465 | TO - National Grid Electricity Transmission | IVER | 400kV
IVER6 | IVER 66KV |  | 2017-03-31 | 2958465 |  |  | Y | 2017-03-31 | RDB_APP | 2017-03-31 | RDB_APP | 2017-03-31 | 2958465 | TO - National Grid Electricity Transmission | IVER | 66kV
IVER8 | IVER 6.6KV |  | 2017-03-31 | 2958465 |  |  | Y | 2017-03-31 | RDB_APP | 2017-03-31 | RDB_APP | 2017-03-31 | 2958465 | Unknown | IVER | 6.6kV
JOHN1 | JOHNSTONE 132KV |  | 2017-03-31 | 2958465 | ELDE1 |  | Y | 2017-03-31 | RDB_APP | 2017-03-31 | RDB_APP | 2017-03-31 | 2958465 | TO - Scottish Power Transmission Ltd | JOHNSTONE | 132kV
JOHN3 | JOHNSTONE 33KV |  | 2017-03-31 | 2958465 | JOHN1 |  | Y | 2017-03-31 | RDB_APP | 2017-03-31 | RDB_APP | 2017-03-31 | 2958465 | TO - Scottish Power Transmission Ltd | JOHNSTONE | 33kV
JORD2 | JORDANTHORPE 275KV |  | 2017-03-31 | 2958465 |  |  | Y | 2017-03-31 | RDB_APP | 2017-03-31 | RDB_APP | 2017-03-31 | 2958465 | TO - National Grid Electricity Transmission | JORDANTHORPE | 275kV
JORD3 | JORDANTHORPE 33KV |  | 2017-03-31 | 2958465 |  |  | Y | 2017-03-31 | RDB_APP | 2017-03-31 | RDB_APP | 2017-03-31 | 2958465 | TO - National Grid Electricity Transmission | JORDANTHORPE | 33kV
JUNA1 | JUNCTION A 132KV |  | 2017-03-31 | 2958465 | HUER1 |  | Y | 2017-03-31 | RDB_APP | 2017-03-31 | RDB_APP | 2017-03-31 | 2958465 | TO - Scottish Power Transmission Ltd | JUNCTION A | 132kV
JUNB1 | JUNCTION B 132KV |  | 2017-03-31 | 2958465 | HARK1 |  | Y | 2017-03-31 | RDB_APP | 2017-03-31 | RDB_APP | 2017-03-31 | 2958465 | TO - Scottish Power Transmission Ltd | JUNCTION B | 132kV
JUNB1T | JUNCTION B 132KV |  | 2017-03-31 | 2958465 |  |  | Y | 2017-03-31 | RDB_APP | 2017-03-31 | RDB_APP | 2017-03-31 | 2958465 | TO - Scottish Power Transmission Ltd | JUNCTION B | 132kV
KAIM1 | KAIMES 132KV |  | 2017-03-31 | 2958465 |  |  | Y | 2017-03-31 | RDB_APP | 2017-03-31 | RDB_APP | 2017-03-31 | 2958465 | Unknown | KAIMES | 132kV
KAIM2 | KAIMES 275KV |  | 2017-03-31 | 2958465 | COCK2 |  | Y | 2017-03-31 | RDB_APP | 2017-03-31 | RDB_APP | 2017-03-31 | 2958465 | TO - Scottish Power Transmission Ltd | KAIMES | 275kV
KAIM3 | KAIMES 33KV |  | 2017-03-31 | 2958465 | KAIM2 |  | Y | 2017-03-31 | RDB_APP | 2017-03-31 | RDB_APP | 2017-03-31 | 2958465 | TO - Scottish Power Transmission Ltd | KAIMES | 33kV
KAIM4 | KAIMES 400KV |  | 2017-03-31 | 2958465 |  |  | Y | 2017-03-31 | RDB_APP | 2017-03-31 | RDB_APP | 2017-03-31 | 2958465 | TO - Scottish Power Transmission Ltd | KAIMES | 400kV
KEAD1 | KEADBY 132KV |  | 2017-03-31 | 2958465 |  |  | Y | 2017-03-31 | RDB_APP | 2017-03-31 | RDB_APP | 2017-03-31 | 2958465 | TO - National Grid Electricity Transmission | KEADBY | 132kV
KEAD4 | KEADBY 400KV |  | 2017-03-31 | 2958465 |  |  | Y | 2017-03-31 | RDB_APP | 2017-03-31 | RDB_APP | 2017-03-31 | 2958465 | TO - National Grid Electricity Transmission | KEADBY | 400kV
KEAD4A | KEADBY 400KV |  | 2017-03-31 | 2958465 |  |  | Y | 2017-03-31 | RDB_APP | 2017-03-31 | RDB_APP | 2017-03-31 | 2958465 | TO - National Grid Electricity Transmission | KEADBY | 400kV
KEAD4B | KEADBY 400KV |  | 2017-03-31 | 2958465 |  |  | Y | 2017-03-31 | RDB_APP | 2017-03-31 | RDB_APP | 2017-03-31 | 2958465 | TO - National Grid Electricity Transmission | KEADBY | 400kV
KEAD4T | KEADBY 400KV |  | 2017-03-31 | 2958465 |  |  | Y | 2017-03-31 | RDB_APP | 2017-03-31 | RDB_APP | 2017-03-31 | 2958465 | TO - National Grid Electricity Transmission | KEADBY | 400kV
KEAD8 | KEADBY 6.6KV |  | 2017-03-31 | 2958465 |  |  | Y | 2017-03-31 | RDB_APP | 2017-03-31 | RDB_APP | 2017-03-31 | 2958465 | TO - National Grid Electricity Transmission | KEADBY | 6.6kV
KEAP4 | KEADBY POWER (COMPANY) 400KV |  | 2017-03-31 | 2958465 |  |  | Y | 2017-03-31 | RDB_APP | 2017-03-31 | RDB_APP | 2017-03-31 | 2958465 | TO - National Grid Electricity Transmission | KEADBY POWER (COMPANY) | 400kV
KEAP8 | KEADBY POWER (COMPANY) 6.6KV |  | 2017-03-31 | 2958465 |  |  | Y | 2017-03-31 | RDB_APP | 2017-03-31 | RDB_APP | 2017-03-31 | 2958465 | TO - National Grid Electricity Transmission | KEADBY POWER (COMPANY) | 6.6kV
KEAR1 | KEARSLEY 132KV |  | 2017-03-31 | 2958465 |  |  | Y | 2017-03-31 | RDB_APP | 2017-03-31 | RDB_APP | 2017-03-31 | 2958465 | TO - National Grid Electricity Transmission | KEARSLEY | 132kV
KEAR2 | KEARSLEY 275KV |  | 2017-03-31 | 2958465 |  |  | Y | 2017-03-31 | RDB_APP | 2017-03-31 | RDB_APP | 2017-03-31 | 2958465 | TO - National Grid Electricity Transmission | KEARSLEY | 275kV
KEAR3 | KEARSLEY 33KV |  | 2017-03-31 | 2958465 |  |  | Y | 2017-03-31 | RDB_APP | 2017-03-31 | RDB_APP | 2017-03-31 | 2958465 | TO - National Grid Electricity Transmission | KEARSLEY | 33kV
KEAR4 | KEARSLEY 400KV |  | 2017-03-31 | 2958465 |  |  | Y | 2017-03-31 | RDB_APP | 2017-03-31 | RDB_APP | 2017-03-31 | 2958465 | TO - National Grid Electricity Transmission | KEARSLEY | 400kV
KEAW1 | KEADBY WIND FARM 132KV |  | 2017-03-31 | 2958465 |  |  | Y | 2017-03-31 | RDB_APP | 2017-03-31 | RDB_APP | 2017-03-31 | 2958465 | PS - SSE Generation Limited | KEADBY WIND FARM | 132kV
KEGS1 | KEARSLEY GSP 132KV |  | 2017-03-31 | 2958465 |  |  | Y | 2017-03-31 | RDB_APP | 2017-03-31 | RDB_APP | 2017-03-31 | 2958465 | Unknown | KEARSLEY GSP | 132kV
KEIG1 | KEIGHLEY 132KV |  | 2017-03-31 | 2958465 |  |  | Y | 2017-03-31 | RDB_APP | 2017-03-31 | RDB_APP | 2017-03-31 | 2958465 | DNO - NPG Yorkshire (Northen Power Grid) | KEIGHLEY | 132kV
KEIH3 | KEITH’S HILL WIND FARM 33kV |  | 2017-05-11 |  |  |  | Y | 2017-05-11 | joaquin.jimenez | 2017-05-11 | geoff.ray | 2017-05-11 |  | TO - Scottish Power Transmission Ltd | KEITH’S HILL WIND FARM | 33kV
KEIT1 | KEITH 132KV |  | 2017-03-31 | 2958465 | BLHI1 |  | Y | 2017-03-31 | RDB_APP | 2017-03-31 | RDB_APP | 2017-03-31 | 2958465 | TO - Scottish Hydro Electric Transmission Ltd | KEITH | 132kV
KEIT2 | KEITH 275KV |  | 2017-03-31 | 2958465 | BLHI2 |  | Y | 2017-03-31 | RDB_APP | 2017-03-31 | RDB_APP | 2017-03-31 | 2958465 | TO - Scottish Hydro Electric Transmission Ltd | KEITH | 275kV
KEIT3 | KEITH 33KV |  | 2017-03-31 | 2958465 |  |  | Y | 2017-03-31 | RDB_APP | 2017-03-31 | RDB_APP | 2017-03-31 | 2958465 | DNO - Scottish & Southern Energy DNO Scotland | KEITH | 33kV
KEMS1 | KEMSLEY 132KV |  | 2017-03-31 | 2958465 |  |  | Y | 2017-03-31 | RDB_APP | 2017-03-31 | RDB_APP | 2017-03-31 | 2958465 | TO - National Grid Electricity Transmission | KEMSLEY | 132kV
KEMS4 | KEMSLEY 400KV |  | 2017-03-31 | 2958465 |  |  | Y | 2017-03-31 | RDB_APP | 2017-03-31 | RDB_APP | 2017-03-31 | 2958465 | TO - National Grid Electricity Transmission | KEMSLEY | 400kV
KEND1 | KENDAL 132KV |  | 2017-03-31 | 2958465 |  |  | Y | 2017-03-31 | RDB_APP | 2017-03-31 | RDB_APP | 2017-03-31 | 2958465 | DNO - ENW (Electric North-West) | KENDAL | 132kV
KEND3 | KENDAL 33KV |  | 2017-03-31 | 2958465 |  |  | Y | 2017-03-31 | RDB_APP | 2017-03-31 | RDB_APP | 2017-03-31 | 2958465 | DNO - ENW (Electric North-West) | KENDAL | 33kV
KENG3 | KENSAL GREEN 33KV |  | 2017-03-31 | 2958465 |  |  | Y | 2017-03-31 | RDB_APP | 2017-03-31 | RDB_APP | 2017-03-31 | 2958465 | Unknown | KENSAL GREEN | 33kV
KENG3R | KENSAL GREEN 33KV |  | 2017-03-31 | 2958465 |  |  | Y | 2017-03-31 | RDB_APP | 2017-03-31 | RDB_APP | 2017-03-31 | 2958465 | Unknown | KENSAL GREEN | 33kV
KENG4 | KENSAL GREEN 400KV |  | 2017-03-31 | 2958465 |  |  | Y | 2017-03-31 | RDB_APP | 2017-03-31 | RDB_APP | 2017-03-31 | 2958465 | TO - National Grid Electricity Transmission | KENSAL GREEN | 400kV
KENS1 | KENT STREET TEE 132KV |  | 2017-03-31 | 2958465 |  |  | Y | 2017-03-31 | RDB_APP | 2017-03-31 | RDB_APP | 2017-03-31 | 2958465 | DNO - UK Power Networks South East | KENT STREET TEE | 132kV
KEON1 | KENDOON NORTH 132KV |  | 2017-03-31 | 2958465 | KEON1 |  | Y | 2017-03-31 | RDB_APP | 2017-03-31 | RDB_APP | 2017-03-31 | 2958465 | Unknown | KENDOON NORTH | 132kV
KEOO1 | KENDOON 132KV |  | 2017-03-31 | 2958465 | CAFA1 |  | Y | 2017-03-31 | RDB_APP | 2017-03-31 | RDB_APP | 2017-03-31 | 2958465 | TO - Scottish Power Transmission Ltd | KENDOON | 132kV
KEOO5 | KENDOON 11KV |  | 2017-03-31 | 2958465 | KEOO1 |  | Y | 2017-03-31 | RDB_APP | 2017-03-31 | RDB_APP | 2017-03-31 | 2958465 | TO - Scottish Power Transmission Ltd | KENDOON | 11kV
KETH3 | KEITH HILL 33kV |  | 2017-05-11 |  |  |  | Y | 2017-05-11 | joaquin.jimenez | 2017-05-11 | geoff.ray | 2017-05-11 |  | TO - Scottish Power Transmission Ltd | KEITH HILL | 33kV
KETL1 | KETLEY 132KV |  | 2017-03-31 | 2958465 |  |  | Y | 2017-03-31 | RDB_APP | 2017-03-31 | RDB_APP | 2017-03-31 | 2958465 | DNO - WPD West Midlands | KETLEY | 132kV
KETL3 | KETLEY 33KV |  | 2017-03-31 | 2958465 |  |  | Y | 2017-03-31 | RDB_APP | 2017-03-31 | RDB_APP | 2017-03-31 | 2958465 | DNO - WPD West Midlands | KETLEY | 33kV
KETL5 | KETLEY 11KV |  | 2017-03-31 | 2958465 |  |  | Y | 2017-03-31 | RDB_APP | 2017-03-31 | RDB_APP | 2017-03-31 | 2958465 | DNO - WPD West Midlands | KETLEY | 11kV
KETT1 | KETTON 132KV |  | 2017-03-31 | 2958465 |  |  | Y | 2017-03-31 | RDB_APP | 2017-03-31 | RDB_APP | 2017-03-31 | 2958465 | DNO - WPD East Midlands | KETTON | 132kV
KETT3 | KETTON 33KV |  | 2017-03-31 | 2958465 |  |  | Y | 2017-03-31 | RDB_APP | 2017-03-31 | RDB_APP | 2017-03-31 | 2958465 | DNO - WPD East Midlands | KETTON | 33kV
KGYA1 | KINGS YARD A 132KV |  | 2017-03-31 | 2958465 |  |  | Y | 2017-03-31 | RDB_APP | 2017-03-31 | RDB_APP | 2017-03-31 | 2958465 | DNO - UK Power Networks Central | KINGS YARD A | 132kV
KGYA5 | KINGS YARD A 11KV |  | 2017-03-31 | 2958465 |  |  | Y | 2017-03-31 | RDB_APP | 2017-03-31 | RDB_APP | 2017-03-31 | 2958465 | DNO - UK Power Networks Central | KINGS YARD A | 11kV
KIBI3 | KILBIRNIE 33KV |  | 2017-03-31 | 2958465 |  |  | Y | 2017-03-31 | RDB_APP | 2017-03-31 | RDB_APP | 2017-03-31 | 2958465 | DNO - Scottish Power DNO Scotland | KILBIRNIE | 33kV
KIBY1 | KIRKBY 132KV |  | 2017-03-31 | 2958465 |  |  | Y | 2017-03-31 | RDB_APP | 2017-03-31 | RDB_APP | 2017-03-31 | 2958465 | TO - National Grid Electricity Transmission | KIRKBY | 132kV
KIBY2 | KIRKBY 275KV |  | 2017-03-31 | 2958465 |  |  | Y | 2017-03-31 | RDB_APP | 2017-03-31 | RDB_APP | 2017-03-31 | 2958465 | TO - National Grid Electricity Transmission | KIRKBY | 275kV
KIBY3 | KIRKBY 33KV |  | 2017-03-31 | 2958465 |  |  | Y | 2017-03-31 | RDB_APP | 2017-03-31 | RDB_APP | 2017-03-31 | 2958465 | DNO - SP MANWEB(Scottish Power) | KIRKBY | 33kV
KIEL3 | KILMELFORD 33KV |  | 2017-03-31 | 2958465 |  |  | Y | 2017-03-31 | RDB_APP | 2017-03-31 | RDB_APP | 2017-03-31 | 2958465 | DNO - Scottish & Southern Energy DNO Scotland | KILMELFORD | 33kV
KIEL5 | KILMELFORD 11KV |  | 2017-03-31 | 2958465 | KIEL3 |  | Y | 2017-03-31 | RDB_APP | 2017-03-31 | RDB_APP | 2017-03-31 | 2958465 | DNO - Scottish & Southern Energy DNO Scotland | KILMELFORD | 11kV
KIEL8 | KILMELFORD 6.6KV |  | 2017-03-31 | 2958465 | KIEL3 |  | Y | 2017-03-31 | RDB_APP | 2017-03-31 | RDB_APP | 2017-03-31 | 2958465 | DNO - Scottish & Southern Energy DNO Scotland | KILMELFORD | 6.6kV
KIER1 | KILLERMONT 132KV |  | 2017-03-31 | 2958465 |  |  | Y | 2017-03-31 | RDB_APP | 2017-03-31 | RDB_APP | 2017-03-31 | 2958465 | TO - Scottish Power Transmission Ltd | KILLERMONT | 132kV
KIER3 | KILLERMONT 33KV |  | 2017-03-31 | 2958465 | KIER1 |  | Y | 2017-03-31 | RDB_APP | 2017-03-31 | RDB_APP | 2017-03-31 | 2958465 | TO - Scottish Power Transmission Ltd | KILLERMONT | 33kV
KIGS3 | KINGSWOOD 33KV |  | 2017-03-31 | 2958465 |  |  | Y | 2017-03-31 | RDB_APP | 2017-03-31 | RDB_APP | 2017-03-31 | 2958465 | DNO - UK Power Networks Eastern | KINGSWOOD | 33kV
KIIN1 | KILLIN 132KV |  | 2017-03-31 | 2958465 | ERRO1 |  | Y | 2017-03-31 | RDB_APP | 2017-03-31 | RDB_APP | 2017-03-31 | 2958465 | TO - Scottish Hydro Electric Transmission Ltd | KILLIN | 132kV
KIIN3 | KILLIN 33KV |  | 2017-03-31 | 2958465 |  |  | Y | 2017-03-31 | RDB_APP | 2017-03-31 | RDB_APP | 2017-03-31 | 2958465 | DNO - Scottish & Southern Energy DNO Scotland | KILLIN | 33kV
KILB1 | KILBOWIE 132KV |  | 2017-03-31 | 2958465 |  |  | Y | 2017-03-31 | RDB_APP | 2017-03-31 | RDB_APP | 2017-03-31 | 2958465 | TO - Scottish Power Transmission Ltd | KILBOWIE | 132kV
KILB3 | KILBOWIE 33KV |  | 2017-03-31 | 2958465 | KILB1 |  | Y | 2017-03-31 | RDB_APP | 2017-03-31 | RDB_APP | 2017-03-31 | 2958465 | TO - Scottish Power Transmission Ltd | KILBOWIE | 33kV
KILB5 | KILBOWIE 11KV |  | 2017-03-31 | 2958465 | KILB1 |  | Y | 2017-03-31 | RDB_APP | 2017-03-31 | RDB_APP | 2017-03-31 | 2958465 | TO - Scottish Power Transmission Ltd | KILBOWIE | 11kV
KILC1 | KILLIN CASCADE GROUP 132KV |  | 2017-03-31 | 2958465 | INVE1 |  | Y | 2017-03-31 | RDB_APP | 2017-03-31 | RDB_APP | 2017-03-31 | 2958465 | TO - Scottish Hydro Electric Transmission Ltd | KILLIN CASCADE GROUP | 132kV
KILC1T | KILLIN CASCADE GROUP 132KV |  | 2017-03-31 | 2958465 |  |  | Y | 2017-03-31 | RDB_APP | 2017-03-31 | RDB_APP | 2017-03-31 | 2958465 | TO - Scottish Hydro Electric Transmission Ltd | KILLIN CASCADE GROUP | 132kV
KILG2 | KILGALLIOCH WIND FARM 275KV |  | 2017-03-31 | 2958465 | KILG2 |  | Y | 2017-03-31 | RDB_APP | 2017-03-31 | RDB_APP | 2017-03-31 | 2958465 | PS - SCOTTISH POWER RENWABLES | KILGALLIOCH WIND FARM | 275kV
KILG3 | KILGALLIOCH WIND FARM 33KV |  | 2017-03-31 | 2958465 | KILG2 |  | Y | 2017-03-31 | RDB_APP | 2017-03-31 | RDB_APP | 2017-03-31 | 2958465 | PS - SCOTTISH POWER RENWABLES | KILGALLIOCH WIND FARM | 33kV
KILL4 | KILLINGHOLME 400KV |  | 2017-03-31 | 2958465 |  |  | Y | 2017-03-31 | RDB_APP | 2017-03-31 | RDB_APP | 2017-03-31 | 2958465 | TO - National Grid Electricity Transmission | KILLINGHOLME | 400kV
KILL8 | KILLINGHOLME 6.6KV |  | 2017-03-31 | 2958465 |  |  | Y | 2017-03-31 | RDB_APP | 2017-03-31 | RDB_APP | 2017-03-31 | 2958465 | TO - National Grid Electricity Transmission | KILLINGHOLME | 6.6kV
KILO1 | KINLOCHLEVEN 132KV SUBSTATION 132KV |  | 2017-03-31 | 2958465 | FWIL1 |  | Y | 2017-03-31 | RDB_APP | 2017-03-31 | RDB_APP | 2017-03-31 | 2958465 | DNO - Scottish & Southern Energy DNO Scotland | KINLOCHLEVEN 132KV SUBSTATION | 132kV
KILO1A | KINLOCHLEVEN 132KV SUBSTATION |  | 2017-03-31 | 2958465 |  |  | Y | 2017-03-31 | RDB_APP | 2017-03-31 | RDB_APP | 2017-03-31 | 2958465 | DNO - Scottish & Southern Energy DNO Scotland | KINLOCHLEVEN 132KV SUBSTATION | 132kV
KILO3 | KINLOCHLEVEN SUBSTATION 33KV |  | 2017-03-31 | 2958465 | KILO1 |  | Y | 2017-03-31 | RDB_APP | 2017-03-31 | RDB_APP | 2017-03-31 | 2958465 | DNO - Scottish & Southern Energy DNO Scotland | KINLOCHLEVEN 132KV SUBSTATION | 33kV
KILS1 | KILMARNOCK SOUTH 132KV |  | 2017-03-31 | 2958465 | COYT1 |  | Y | 2017-03-31 | RDB_APP | 2017-03-31 | RDB_APP | 2017-03-31 | 2958465 | TO - Scottish Power Transmission Ltd | KILMARNOCK SOUTH | 132kV
KILS2 | KILMARNOCK SOUTH 275KV |  | 2017-03-31 | 2958465 | COYW2 |  | Y | 2017-03-31 | RDB_APP | 2017-03-31 | RDB_APP | 2017-03-31 | 2958465 | TO - Scottish Power Transmission Ltd | KILMARNOCK SOUTH | 275kV
KILS3 | KILMARNOCK SOUTH 33KV |  | 2017-03-31 | 2958465 | KILS2 |  | Y | 2017-03-31 | RDB_APP | 2017-03-31 | RDB_APP | 2017-03-31 | 2958465 | TO - Scottish Power Transmission Ltd | KILMARNOCK SOUTH | 33kV
KILS4 | KILMARNOCK SOUTH 400KV |  | 2017-03-31 | 2958465 | HUER4 |  | Y | 2017-03-31 | RDB_APP | 2017-03-31 | RDB_APP | 2017-03-31 | 2958465 | TO - Scottish Power Transmission Ltd | KILMARNOCK SOUTH | 400kV
KILT2 | KILMARNOCK TOWN 275KV |  | 2017-03-31 | 2958465 | KILS2 |  | Y | 2017-03-31 | RDB_APP | 2017-03-31 | RDB_APP | 2017-03-31 | 2958465 | TO - Scottish Power Transmission Ltd | KILMARNOCK TOWN | 275kV
KILT3 | KILMARNOCK TOWN 33KV |  | 2017-03-31 | 2958465 | KILT2 |  | Y | 2017-03-31 | RDB_APP | 2017-03-31 | RDB_APP | 2017-03-31 | 2958465 | TO - Scottish Power Transmission Ltd | KILMARNOCK TOWN | 33kV
KILW1 | KILWINNING 132KV |  | 2017-03-31 | 2958465 | HUNF1 |  | Y | 2017-03-31 | RDB_APP | 2017-03-31 | RDB_APP | 2017-03-31 | 2958465 | TO - Scottish Power Transmission Ltd | KILWINNING | 132kV
KILW3 | KILWINNING 33KV |  | 2017-03-31 | 2958465 | KILW1 |  | Y | 2017-03-31 | RDB_APP | 2017-03-31 | RDB_APP | 2017-03-31 | 2958465 | TO - Scottish Power Transmission Ltd | KILWINNING | 33kV
KINB2 | KINCARDINE BOUNDARY 275KV |  | 2017-03-31 | 2958465 | KINB2 |  | Y | 2017-03-31 | RDB_APP | 2017-03-31 | RDB_APP | 2017-03-31 | 2958465 | TO - Scottish Power Transmission Ltd | KINCARDINE BOUNDARY | 275kV
KINC1 | KINCARDINE 132KV |  | 2017-03-31 | 2958465 |  |  | Y | 2017-03-31 | RDB_APP | 2017-03-31 | RDB_APP | 2017-03-31 | 2958465 | TO - Scottish Power Transmission Ltd | KINCARDINE | 132kV
KINC2 | KINCARDINE 275KV |  | 2017-03-31 | 2958465 | CURR2 |  | Y | 2017-03-31 | RDB_APP | 2017-03-31 | RDB_APP | 2017-03-31 | 2958465 | TO - Scottish Power Transmission Ltd | KINCARDINE | 275kV
KINC4 | KINCARDINE 400KV |  | 2017-03-31 | 2958465 | CURR2 |  | Y | 2017-03-31 | RDB_APP | 2017-03-31 | RDB_APP | 2017-03-31 | 2958465 | TO - Scottish Power Transmission Ltd | KINCARDINE | 400kV
KINL1 | KINLOCHLEVEN OLD 132KV |  | 2017-03-31 | 2958465 |  |  | Y | 2017-03-31 | RDB_APP | 2017-03-31 | RDB_APP | 2017-03-31 | 2958465 | DNO - Scottish & Southern Energy DNO Scotland | KINLOCHLEVEN OLD | 132kV
KINL3 | KINLOCHLEVEN OLD 33KV |  | 2017-03-31 | 2958465 |  |  | Y | 2017-03-31 | RDB_APP | 2017-03-31 | RDB_APP | 2017-03-31 | 2958465 | DNO - Scottish & Southern Energy DNO Scotland | KINLOCHLEVEN OLD | 33kV
KINO1 | KINGSNORTH 132KV |  | 2017-03-31 | 2958465 |  |  | Y | 2017-03-31 | RDB_APP | 2017-03-31 | RDB_APP | 2017-03-31 | 2958465 | TO - National Grid Electricity Transmission | KINGSNORTH | 132kV
KINO4 | KINGSNORTH 400KV |  | 2017-03-31 | 2958465 |  |  | Y | 2017-03-31 | RDB_APP | 2017-03-31 | RDB_APP | 2017-03-31 | 2958465 | TO - National Grid Electricity Transmission | KINGSNORTH | 400kV
KINO5 | KINGSNORTH 11KV |  | 2017-03-31 | 2958465 |  |  | Y | 2017-03-31 | RDB_APP | 2017-03-31 | RDB_APP | 2017-03-31 | 2958465 | DNO - UK Power Networks South East | KINGSNORTH | 11kV
KINO8 | KINGSNORTH 6.6KV |  | 2017-03-31 | 2958465 |  |  | Y | 2017-03-31 | RDB_APP | 2017-03-31 | RDB_APP | 2017-03-31 | 2958465 | TO - National Grid Electricity Transmission | KINGSNORTH | 6.6kV
KINT1 | KINTORE 132KV |  | 2017-03-31 | 2958465 | CRAI1 |  | Y | 2017-03-31 | RDB_APP | 2017-03-31 | RDB_APP | 2017-03-31 | 2958465 | TO - Scottish Hydro Electric Transmission Ltd | KINTORE | 132kV
KINT2 | KINTORE 275KV |  | 2017-03-31 | 2958465 | BLHI2 |  | Y | 2017-03-31 | RDB_APP | 2017-03-31 | RDB_APP | 2017-03-31 | 2958465 | TO - Scottish Hydro Electric Transmission Ltd | KINTORE | 275kV
KINT3 | KINTORE 33KV |  | 2017-03-31 | 2958465 | KINT1 |  | Y | 2017-03-31 | RDB_APP | 2017-03-31 | RDB_APP | 2017-03-31 | 2958465 | DNO - Scottish & Southern Energy DNO Scotland | KINTORE | 33kV
KINT4 | KINTORE 400KV |  | 2017-03-31 | 2958465 | KINT1 |  | Y | 2017-03-31 | RDB_APP | 2017-03-31 | RDB_APP | 2017-03-31 | 2958465 | DNO - Scottish & Southern Energy DNO Scotland | KINTORE | 400kV
KIOR1 | KILMORACK 132KV |  | 2017-03-31 | 2958465 | AIGA1 |  | Y | 2017-03-31 | RDB_APP | 2017-03-31 | RDB_APP | 2017-03-31 | 2958465 | TO - Scottish Hydro Electric Transmission Ltd | KILMORACK | 132kV
KIOR5 | KILMORACK 11KV |  | 2017-03-31 | 2958465 | KIOR1 |  | Y | 2017-03-31 | RDB_APP | 2017-03-31 | RDB_APP | 2017-03-31 | 2958465 | DNO - Scottish & Southern Energy DNO Scotland | KILMORACK | 11kV
KIPA8 | KILLINGHOLME POWER STATION GENERATOR 1 6.6KV |  | 2017-03-31 | 2958465 |  |  | Y | 2017-03-31 | RDB_APP | 2017-03-31 | RDB_APP | 2017-03-31 | 2958465 | TO - National Grid Electricity Transmission | KILLINGHOLME 1 | 6.6kV
KIPB8 | KILLINGHOLME POWER STATION GENERATOR 2 6.6KV |  | 2017-03-31 | 2958465 |  |  | Y | 2017-03-31 | RDB_APP | 2017-03-31 | RDB_APP | 2017-03-31 | 2958465 | TO - National Grid Electricity Transmission | KILLINGHOLME 2 | 6.6kV
KIRK1 | KIRKSTALL 132KV |  | 2017-03-31 | 2958465 |  |  | Y | 2017-03-31 | RDB_APP | 2017-03-31 | RDB_APP | 2017-03-31 | 2958465 | TO - National Grid Electricity Transmission | KIRKSTALL | 132kV
KIRK2 | KIRKSTALL 275KV |  | 2017-03-31 | 2958465 |  |  | Y | 2017-03-31 | RDB_APP | 2017-03-31 | RDB_APP | 2017-03-31 | 2958465 | TO - National Grid Electricity Transmission | KIRKSTALL | 275kV
KIRL1 | KIRKHAW LANE 132KV |  | 2017-03-31 | 2958465 |  |  | Y | 2017-03-31 | RDB_APP | 2017-03-31 | RDB_APP | 2017-03-31 | 2958465 | DNO - NPG Yorkshire (Northen Power Grid) | KIRKHAW LANE | 132kV
KIRL3 | KIRKHAW LANE 33KV |  | 2017-03-31 | 2958465 |  |  | Y | 2017-03-31 | RDB_APP | 2017-03-31 | RDB_APP | 2017-03-31 | 2958465 | DNO - NPG Yorkshire (Northen Power Grid) | KIRKHAW LANE | 33kV
KITG1 | KITTS GREEN 132KV |  | 2017-03-31 | 2958465 |  |  | Y | 2017-03-31 | RDB_APP | 2017-03-31 | RDB_APP | 2017-03-31 | 2958465 | DNO - WPD West Midlands | KITTS GREEN | 132kV
KITG5 | KITTS GREEN 11KV |  | 2017-03-31 | 2958465 |  |  | Y | 2017-03-31 | RDB_APP | 2017-03-31 | RDB_APP | 2017-03-31 | 2958465 | DNO - WPD West Midlands | KITTS GREEN | 11kV
KITO1 | KINGSTON 132KV |  | 2017-03-31 | 2958465 |  |  | Y | 2017-03-31 | RDB_APP | 2017-03-31 | RDB_APP | 2017-03-31 | 2958465 | DNO - UK Power Networks South East | KINGSTON | 132kV
KITO3 | KINGSTON 33KV |  | 2017-03-31 | 2958465 |  |  | Y | 2017-03-31 | RDB_APP | 2017-03-31 | RDB_APP | 2017-03-31 | 2958465 | DNO - UK Power Networks South East | KINGSTON | 33kV
KITW1 | KITWELL 132KV |  | 2017-03-31 | 2958465 |  |  | Y | 2017-03-31 | RDB_APP | 2017-03-31 | RDB_APP | 2017-03-31 | 2958465 | TO - National Grid Electricity Transmission | KITWELL | 132kV
KITW2 | KITWELL 275KV |  | 2017-03-31 | 2958465 |  |  | Y | 2017-03-31 | RDB_APP | 2017-03-31 | RDB_APP | 2017-03-31 | 2958465 | TO - National Grid Electricity Transmission | KITWELL | 275kV
KLYN1 | KINGS LYNN 132KV |  | 2017-03-31 | 2958465 |  |  | Y | 2017-03-31 | RDB_APP | 2017-03-31 | RDB_APP | 2017-03-31 | 2958465 | DNO - UK Power Networks Eastern | KINGS LYNN | 132kV
KLYN3 | KINGS LYNN 33KV |  | 2017-03-31 | 2958465 |  |  | Y | 2017-03-31 | RDB_APP | 2017-03-31 | RDB_APP | 2017-03-31 | 2958465 | DNO - UK Power Networks Eastern | KINGS LYNN | 33kV
KLYN4 | KINGS LYNN 400KV |  | 2017-03-31 | 2958465 |  |  | Y | 2017-03-31 | RDB_APP | 2017-03-31 | RDB_APP | 2017-03-31 | 2958465 | DNO - UK Power Networks Eastern | KINGS LYNN | 400kV
KLYN8 | KINGS LYNN 6.6KV |  | 2017-03-31 | 2958465 |  |  | Y | 2017-03-31 | RDB_APP | 2017-03-31 | RDB_APP | 2017-03-31 | 2958465 | DNO - UK Power Networks Eastern | KINGS LYNN | 6.6kV
KLYP1 | KINGS LYNN P.STN SUB 132KV |  | 2017-03-31 | 2958465 |  |  | Y | 2017-03-31 | RDB_APP | 2017-03-31 | RDB_APP | 2017-03-31 | 2958465 | DNO - UK Power Networks Eastern | KINGS LYNN P.STN SUB | 132kV
KLYS1 | KINGS LYNN SOUTH 132KV |  | 2017-03-31 | 2958465 |  |  | Y | 2017-03-31 | RDB_APP | 2017-03-31 | RDB_APP | 2017-03-31 | 2958465 | DNO - UK Power Networks Eastern | KINGS LYNN SOUTH | 132kV
KLYS3 | KINGS LYNN SOUTH 33KV |  | 2017-03-31 | 2958465 |  |  | Y | 2017-03-31 | RDB_APP | 2017-03-31 | RDB_APP | 2017-03-31 | 2958465 | DNO - UK Power Networks Eastern | KINGS LYNN SOUTH | 33kV
KLYS7 | KINGS LYNN SOUTH 25KV |  | 2017-03-31 | 2958465 |  |  | Y | 2017-03-31 | RDB_APP | 2017-03-31 | RDB_APP | 2017-03-31 | 2958465 | DNO - UK Power Networks Eastern | KINGS LYNN SOUTH | 22kV
KNAP1 | KNAPTON GENERATING STATION 132KV |  | 2017-03-31 | 2958465 |  |  | Y | 2017-03-31 | RDB_APP | 2017-03-31 | RDB_APP | 2017-03-31 | 2958465 | DNO - NPG North East (Northen Power Grid) | KNAPTON GENERATING STATION | 132kV
KNAP5 | KNAPTON GENERATING STATION 11KV |  | 2017-03-31 | 2958465 |  |  | Y | 2017-03-31 | RDB_APP | 2017-03-31 | RDB_APP | 2017-03-31 | 2958465 | DNO - NPG North East (Northen Power Grid) | KNAPTON GENERATING STATION | 11kV
KNAP7 | KNAPTON GENERATING STATION 22KV |  | 2017-03-31 | 2958465 |  |  | Y | 2017-03-31 | RDB_APP | 2017-03-31 | RDB_APP | 2017-03-31 | 2958465 | DNO - NPG North East (Northen Power Grid) | KNAPTON GENERATING STATION | 22kV
KNAR1 | KNARESBOROUGH 132KV |  | 2017-03-31 | 2958465 |  |  | Y | 2017-03-31 | RDB_APP | 2017-03-31 | RDB_APP | 2017-03-31 | 2958465 | TO - National Grid Electricity Transmission | KNARESBOROUGH | 132kV
KNAR2 | KNARESBOROUGH 275KV |  | 2017-03-31 | 2958465 |  |  | Y | 2017-03-31 | RDB_APP | 2017-03-31 | RDB_APP | 2017-03-31 | 2958465 | TO - National Grid Electricity Transmission | KNARESBOROUGH | 275kV
KNOC1 | KNOCKNAGAEL 132KV |  | 2017-03-31 | 2958465 | INNE1 |  | Y | 2017-03-31 | RDB_APP | 2017-03-31 | RDB_APP | 2017-03-31 | 2958465 | TO - Scottish Hydro Electric Transmission Ltd | KNOCKNAGAEL | 132kV
KNOC2 | KNOCKNAGAEL 275KV |  | 2017-03-31 | 2958465 | BEAU2 |  | Y | 2017-03-31 | RDB_APP | 2017-03-31 | RDB_APP | 2017-03-31 | 2958465 | TO - Scottish Hydro Electric Transmission Ltd | KNOCKNAGAEL | 275kV
KNOC3 | KNOCKNAGAEL 33KV |  | 2017-03-31 | 2958465 |  |  | Y | 2017-03-31 | RDB_APP | 2017-03-31 | RDB_APP | 2017-03-31 | 2958465 | TO - Scottish Hydro Electric Transmission Ltd | KNOCKNAGAEL | 33kV
KNUT1 | KNUTSFORD 132KV |  | 2017-03-31 | 2958465 |  |  | Y | 2017-03-31 | RDB_APP | 2017-03-31 | RDB_APP | 2017-03-31 | 2958465 | DNO - SP MANWEB(Scottish Power) | KNUTSFORD | 132kV
KNUT3 | KNUTSFORD 33KV |  | 2017-03-31 | 2958465 |  |  | Y | 2017-03-31 | RDB_APP | 2017-03-31 | RDB_APP | 2017-03-31 | 2958465 | DNO - SP MANWEB(Scottish Power) | KNUTSFORD | 33kV
KSAN6 | KIRK SANDAL 66KV |  | 2017-03-31 | 2958465 |  |  | Y | 2017-03-31 | RDB_APP | 2017-03-31 | RDB_APP | 2017-03-31 | 2958465 | DNO - NPG Yorkshire (Northen Power Grid) | KIRK SANDAL | 66kV
LACK2 | LACKENBY 275KV |  | 2017-03-31 | 2958465 |  |  | Y | 2017-03-31 | RDB_APP | 2017-03-31 | RDB_APP | 2017-03-31 | 2958465 | TO - National Grid Electricity Transmission | LACKENBY | 275kV
LACK4 | LACKENBY 400KV |  | 2017-03-31 | 2958465 |  |  | Y | 2017-03-31 | RDB_APP | 2017-03-31 | RDB_APP | 2017-03-31 | 2958465 | TO - National Grid Electricity Transmission | LACKENBY | 400kV
LACK6 | LACKENBY 66KV |  | 2017-03-31 | 2958465 |  |  | Y | 2017-03-31 | RDB_APP | 2017-03-31 | RDB_APP | 2017-03-31 | 2958465 | TO - National Grid Electricity Transmission | LACKENBY | 66kV
LAGA4 | LANGAGE 400KV |  | 2017-03-31 | 2958465 |  |  | Y | 2017-03-31 | RDB_APP | 2017-03-31 | RDB_APP | 2017-03-31 | 2958465 | TO - National Grid Electricity Transmission | LANGAGE | 400kV
LAGA8 | LANGAGE 6.6KV |  | 2017-03-31 | 2958465 |  |  | Y | 2017-03-31 | RDB_APP | 2017-03-31 | RDB_APP | 2017-03-31 | 2958465 | TO - National Grid Electricity Transmission | LANGAGE | 6.6kV
LAGG1 | LAGGAN 132KV |  | 2017-03-31 | 2958465 | CEAN1 |  | Y | 2017-03-31 | RDB_APP | 2017-03-31 | RDB_APP | 2017-03-31 | 2958465 | TO - Scottish Hydro Electric Transmission Ltd | LAGGAN | 132kV
LAGG1T | LAGGAN 132KV |  | 2017-03-31 | 2958465 |  |  | Y | 2017-03-31 | RDB_APP | 2017-03-31 | RDB_APP | 2017-03-31 | 2958465 | TO - Scottish Hydro Electric Transmission Ltd | LAGGAN | 132kV
LAIG5 | LAIRIGE 11KV |  | 2017-03-31 | 2958465 | CLAC3 |  | Y | 2017-03-31 | RDB_APP | 2017-03-31 | RDB_APP | 2017-03-31 | 2958465 | DNO - Scottish & Southern Energy DNO Scotland | LAIRIGE | 11kV
LAIR1 | LAIRG 132KV |  | 2017-03-31 | 2958465 | CASS1 |  | Y | 2017-03-31 | RDB_APP | 2017-03-31 | RDB_APP | 2017-03-31 | 2958465 | TO - Scottish Hydro Electric Transmission Ltd | LAIRG | 132kV
LAIR3 | LAIRG 33KV |  | 2017-03-31 | 2958465 | LAIR1 |  | Y | 2017-03-31 | RDB_APP | 2017-03-31 | RDB_APP | 2017-03-31 | 2958465 | DNO - Scottish & Southern Energy DNO Scotland | LAIRG | 33kV
LAIR8 | LAIRG 6.6KV |  | 2017-03-31 | 2958465 | LAIR- |  | Y | 2017-03-31 | RDB_APP | 2017-03-31 | RDB_APP | 2017-03-31 | 2958465 | DNO - Scottish & Southern Energy DNO Scotland | LAIRG | 6.6kV
LAKE4 | LAKESIDE CABLE COOLING STATION 400KV |  | 2017-03-31 | 2958465 |  |  | Y | 2017-03-31 | RDB_APP | 2017-03-31 | RDB_APP | 2017-03-31 | 2958465 | TO - National Grid Electricity Transmission | LAKESIDE CABLE COOLING STATION | 400kV
LALE1 | LALEHAM 132KV |  | 2017-03-31 | 2958465 |  |  | Y | 2017-03-31 | RDB_APP | 2017-03-31 | RDB_APP | 2017-03-31 | 2958465 | TO - National Grid Electricity Transmission | LALEHAM | 132kV
LALE2 | LALEHAM 275KV |  | 2017-03-31 | 2958465 |  |  | Y | 2017-03-31 | RDB_APP | 2017-03-31 | RDB_APP | 2017-03-31 | 2958465 | TO - National Grid Electricity Transmission | LALEHAM | 275kV
LAMB2 | LAMBHILL 275KV |  | 2017-03-31 | 2958465 | BONN2 |  | Y | 2017-03-31 | RDB_APP | 2017-03-31 | RDB_APP | 2017-03-31 | 2958465 | TO - Scottish Power Transmission Ltd | LAMBHILL | 275kV
LAMP1 | LAMPETER 132KV |  | 2017-03-31 | 2958465 |  |  | Y | 2017-03-31 | RDB_APP | 2017-03-31 | RDB_APP | 2017-03-31 | 2958465 | DNO - WPD South Wales | LAMPETER | 132kV
LAMP3 | LAMPETER 33KV |  | 2017-03-31 | 2958465 |  |  | Y | 2017-03-31 | RDB_APP | 2017-03-31 | RDB_APP | 2017-03-31 | 2958465 | DNO - WPD South Wales | LAMPETER | 33kV
LANC1 | LANCESTER 132KV |  | 2017-03-31 | 2958465 |  |  | Y | 2017-03-31 | RDB_APP | 2017-03-31 | RDB_APP | 2017-03-31 | 2958465 | DNO - ENW (Electric North-West) | LANCESTER | 132kV
LANC3 | LANCESTER 33KV |  | 2017-03-31 | 2958465 |  |  | Y | 2017-03-31 | RDB_APP | 2017-03-31 | RDB_APP | 2017-03-31 | 2958465 | DNO - ENW (Electric North-West) | LANCESTER | 33kV
LAND1 | LANDULPH 132KV |  | 2017-03-31 | 2958465 |  |  | Y | 2017-03-31 | RDB_APP | 2017-03-31 | RDB_APP | 2017-03-31 | 2958465 | TO - National Grid Electricity Transmission | LANDULPH | 132kV
LAND3 | LANDULPH 33KV |  | 2017-03-31 | 2958465 |  |  | Y | 2017-03-31 | RDB_APP | 2017-03-31 | RDB_APP | 2017-03-31 | 2958465 | DNO - WPD South West | LANDULPH | 33kV
LAND4 | LANDULPH 400KV |  | 2017-03-31 | 2958465 |  |  | Y | 2017-03-31 | RDB_APP | 2017-03-31 | RDB_APP | 2017-03-31 | 2958465 | TO - National Grid Electricity Transmission | LANDULPH | 400kV
LAND8 | LANDULPH 6.6KV |  | 2017-03-31 | 2958465 |  |  | Y | 2017-03-31 | RDB_APP | 2017-03-31 | RDB_APP | 2017-03-31 | 2958465 | Unknown | LANDULPH | 6.6kV
LANG1 | LANGLEY 132KV |  | 2017-03-31 | 2958465 |  |  | Y | 2017-03-31 | RDB_APP | 2017-03-31 | RDB_APP | 2017-03-31 | 2958465 | DNO - SSE Southern | LANGLEY | 132kV
LANG3 | LANGLEY 33KV |  | 2017-03-31 | 2958465 |  |  | Y | 2017-03-31 | RDB_APP | 2017-03-31 | RDB_APP | 2017-03-31 | 2958465 | DNO - SSE Southern | LANGLEY | 33kV
LAWF1 | LAWFORD 132KV |  | 2017-03-31 | 2958465 |  |  | Y | 2017-03-31 | RDB_APP | 2017-03-31 | RDB_APP | 2017-03-31 | 2958465 | DNO - UK Power Networks Eastern | LAWFORD | 132kV
LAWF3 | LAWFORD 33KV |  | 2017-03-31 | 2958465 |  |  | Y | 2017-03-31 | RDB_APP | 2017-03-31 | RDB_APP | 2017-03-31 | 2958465 | DNO - UK Power Networks Eastern | LAWFORD | 33kV
LEAT1 | LEATHERHEAD (SEEBOARD) 132KV |  | 2017-03-31 | 2958465 |  |  | Y | 2017-03-31 | RDB_APP | 2017-03-31 | RDB_APP | 2017-03-31 | 2958465 | DNO - UK Power Networks South East | LEATHERHEAD (SEEBOARD) | 132kV
LEAT3 | LEATHERHEAD (SEEBOARD) 33KV |  | 2017-03-31 | 2958465 |  |  | Y | 2017-03-31 | RDB_APP | 2017-03-31 | RDB_APP | 2017-03-31 | 2958465 | DNO - UK Power Networks South East | LEATHERHEAD (SEEBOARD) | 33kV
LEDN3 | LEDNOCK 33KV |  | 2017-03-31 | 2958465 | DALC3 |  | Y | 2017-03-31 | RDB_APP | 2017-03-31 | RDB_APP | 2017-03-31 | 2958465 | DNO - Scottish & Southern Energy DNO Scotland | LEDNOCK | 33kV
LEDN8 | LEDNOCK 6.6KV |  | 2017-03-31 | 2958465 | DALC3 |  | Y | 2017-03-31 | RDB_APP | 2017-03-31 | RDB_APP | 2017-03-31 | 2958465 | DNO - Scottish & Southern Energy DNO Scotland | LEDNOCK | 6.6kV
LEEB1 | LEEMING BAR 132KV |  | 2017-03-31 | 2958465 |  |  | Y | 2017-03-31 | RDB_APP | 2017-03-31 | RDB_APP | 2017-03-31 | 2958465 | DNO - NPG North East (Northen Power Grid) | LEEMING BAR | 132kV
LEEB3 | LEEMING BAR 33KV |  | 2017-03-31 | 2958465 |  |  | Y | 2017-03-31 | RDB_APP | 2017-03-31 | RDB_APP | 2017-03-31 | 2958465 | DNO - NPG North East (Northen Power Grid) | LEEMING BAR | 33kV
LEGA1 | LEGACY 132KV |  | 2017-03-31 | 2958465 |  |  | Y | 2017-03-31 | RDB_APP | 2017-03-31 | RDB_APP | 2017-03-31 | 2958465 | TO - National Grid Electricity Transmission | LEGACY | 132kV
LEGA3 | LEGACY 33KV |  | 2017-03-31 | 2958465 |  |  | Y | 2017-03-31 | RDB_APP | 2017-03-31 | RDB_APP | 2017-03-31 | 2958465 | DNO - SP MANWEB(Scottish Power) | LEGACY | 33kV
LEGA4 | LEGACY 400KV |  | 2017-03-31 | 2958465 |  |  | Y | 2017-03-31 | RDB_APP | 2017-03-31 | RDB_APP | 2017-03-31 | 2958465 | TO - National Grid Electricity Transmission | LEGACY | 400kV
LEIB2 | LEIGHTON BUZZARD 275KV |  | 2017-03-31 | 2958465 |  |  | Y | 2017-03-31 | RDB_APP | 2017-03-31 | RDB_APP | 2017-03-31 | 2958465 | TO - National Grid Electricity Transmission | LEIGHTON BUZZARD | 275kV
LEIB4 | LEIGHTON BUZZARD 400KV |  | 2017-03-31 | 2958465 |  |  | Y | 2017-03-31 | RDB_APP | 2017-03-31 | RDB_APP | 2017-03-31 | 2958465 | TO - National Grid Electricity Transmission | LEIGHTON BUZZARD | 400kV
LEIB7 | LEIGHTON BUZZARD 22KV |  | 2017-03-31 | 2958465 |  |  | Y | 2017-03-31 | RDB_APP | 2017-03-31 | RDB_APP | 2017-03-31 | 2958465 | TO - National Grid Electricity Transmission | LEIGHTON BUZZARD | 22kV
LEIC1 | LEICESTER 132KV |  | 2017-03-31 | 2958465 |  |  | Y | 2017-03-31 | RDB_APP | 2017-03-31 | RDB_APP | 2017-03-31 | 2958465 | DNO - WPD East Midlands | LEICESTER | 132kV
LEIG1 | LEIGH 132KV |  | 2017-03-31 | 2958465 |  |  | Y | 2017-03-31 | RDB_APP | 2017-03-31 | RDB_APP | 2017-03-31 | 2958465 | DNO - UK Power Networks South East | LEIGH | 132kV
LEIG3 | LEIGH 33KV |  | 2017-03-31 | 2958465 |  |  | Y | 2017-03-31 | RDB_APP | 2017-03-31 | RDB_APP | 2017-03-31 | 2958465 | DNO - UK Power Networks South East | LEIGH | 33kV
LEIR1 | LEICESTER ROAD 132KV |  | 2017-03-31 | 2958465 |  |  | Y | 2017-03-31 | RDB_APP | 2017-03-31 | RDB_APP | 2017-03-31 | 2958465 | DNO - UK Power Networks Central | LEICESTER ROAD | 132kV
LEIR3 | LEICESTER ROAD 33KV |  | 2017-03-31 | 2958465 |  |  | Y | 2017-03-31 | RDB_APP | 2017-03-31 | RDB_APP | 2017-03-31 | 2958465 | DNO - UK Power Networks Eastern | LEICESTER ROAD | 33kV
LEIS1 | LEISTON 132KV |  | 2017-03-31 | 2958465 |  |  | Y | 2017-03-31 | RDB_APP | 2017-03-31 | RDB_APP | 2017-03-31 | 2958465 | TO - National Grid Electricity Transmission | LEISTON | 132kV
LEIS4 | LEISTON 400kV |  | 2017-06-29 |  |  | Code created by Joaquin Jimenez at the request of Colin Jennings | Y | 2017-06-29 | joaquin.jimenez | 2017-06-29 | geoff.ray | 2017-06-29 |  | TO - National Grid Electricity Transmission | LEISTON | 400kV
LEMR1 | LEA MARSTON 132KV |  | 2017-03-31 | 2958465 |  |  | Y | 2017-03-31 | RDB_APP | 2017-03-31 | RDB_APP | 2017-03-31 | 2958465 | TO - National Grid Electricity Transmission | LEA MARSTON | 132kV
LEVE1 | LEVEN 132KV |  | 2017-03-31 | 2958465 |  |  | Y | 2017-03-31 | RDB_APP | 2017-03-31 | RDB_APP | 2017-03-31 | 2958465 | TO - Scottish Power Transmission Ltd | LEVEN | 132kV
LEVE1T | LEVEN 132KV |  | 2017-03-31 | 2958465 |  |  | Y | 2017-03-31 | RDB_APP | 2017-03-31 | RDB_APP | 2017-03-31 | 2958465 | TO - Scottish Power Transmission Ltd | LEVEN | 132kV
LEVE3 | LEVEN 33KV |  | 2017-03-31 | 2958465 | LEVE1 |  | Y | 2017-03-31 | RDB_APP | 2017-03-31 | RDB_APP | 2017-03-31 | 2958465 | TO - Scottish Power Transmission Ltd | LEVEN | 33kV
LEVT1 | LEVEN TEE 132KV |  | 2017-03-31 | 2958465 | CUPA1 |  | Y | 2017-03-31 | RDB_APP | 2017-03-31 | RDB_APP | 2017-03-31 | 2958465 | TO - Scottish Power Transmission Ltd | LEVEN TEE | 132kV
LEWE1 | LEWES 132KV |  | 2017-03-31 | 2958465 |  |  | Y | 2017-03-31 | RDB_APP | 2017-03-31 | RDB_APP | 2017-03-31 | 2958465 | DNO - UK Power Networks South East | LEWES | 132kV
LEWE3 | LEWES 33KV |  | 2017-03-31 | 2958465 |  |  | Y | 2017-03-31 | RDB_APP | 2017-03-31 | RDB_APP | 2017-03-31 | 2958465 | DNO - UK Power Networks South East | LEWES | 33kV
LEWO4 | LEWINGDON WOOD 400KV |  | 2017-03-31 | 2958465 |  |  | Y | 2017-03-31 | RDB_APP | 2017-03-31 | RDB_APP | 2017-03-31 | 2958465 | TO - National Grid Electricity Transmission | LEWINGDON WOOD | 400kV
LEWW4 | LEWINGDON WOOD CABLE COMPOUND 400KV |  | 2017-03-31 | 2958465 |  |  | Y | 2017-03-31 | RDB_APP | 2017-03-31 | RDB_APP | 2017-03-31 | 2958465 | TO - National Grid Electricity Transmission | LEWINGDON WOOD CABLE COMPOUND | 400kV
LEYL1 | LEYLAND 132KV |  | 2017-03-31 | 2958465 |  |  | Y | 2017-03-31 | RDB_APP | 2017-03-31 | RDB_APP | 2017-03-31 | 2958465 | DNO - ENW (Electric North-West) | LEYLAND | 132kV
LEYL3 | LEYLAND 33KV |  | 2017-03-31 | 2958465 |  |  | Y | 2017-03-31 | RDB_APP | 2017-03-31 | RDB_APP | 2017-03-31 | 2958465 | DNO - ENW (Electric North-West) | LEYLAND | 33kV
LEYT1 | LEYTON 132KV |  | 2017-03-31 | 2958465 |  |  | Y | 2017-03-31 | RDB_APP | 2017-03-31 | RDB_APP | 2017-03-31 | 2958465 | DNO - ENW (Electric North-West) | LEYTON | 132kV
LFLN1 | LFLN 132KV |  | 2017-03-31 | 2958465 |  |  | Y | 2017-03-31 | RDB_APP | 2017-03-31 | RDB_APP | 2017-03-31 | 2958465 | DNO - SP MANWEB(Scottish Power) | LFLN | 132kV
LIDL1 | LINDAL 132KV |  | 2017-03-31 | 2958465 |  |  | Y | 2017-03-31 | RDB_APP | 2017-03-31 | RDB_APP | 2017-03-31 | 2958465 | DNO - ENW (Electric North-West) | LINDAL | 132kV
LINC1 | LINCOLN 132KV |  | 2017-03-31 | 2958465 |  |  | Y | 2017-03-31 | RDB_APP | 2017-03-31 | RDB_APP | 2017-03-31 | 2958465 | DNO - WPD East Midlands | LINCOLN | 132kV
LINC3 | LINCOLN 33KV |  | 2017-03-31 | 2958465 |  |  | Y | 2017-03-31 | RDB_APP | 2017-03-31 | RDB_APP | 2017-03-31 | 2958465 | DNO - WPD East Midlands | LINCOLN | 33kV
LINC5 | LINCOLN 11KV |  | 2017-03-31 | 2958465 |  |  | Y | 2017-03-31 | RDB_APP | 2017-03-31 | RDB_APP | 2017-03-31 | 2958465 | DNO - WPD East Midlands | LINCOLN | 11kV
LING1 | LIVINGSTONE 132KV |  | 2017-03-31 | 2958465 | CURR1 |  | Y | 2017-03-31 | RDB_APP | 2017-03-31 | RDB_APP | 2017-03-31 | 2958465 | TO - Scottish Power Transmission Ltd | LIVINGSTONE | 132kV
LING3 | LIVINGSTONE 33KV |  | 2017-03-31 | 2958465 | LING1 |  | Y | 2017-03-31 | RDB_APP | 2017-03-31 | RDB_APP | 2017-03-31 | 2958465 | TO - Scottish Power Transmission Ltd | LIVINGSTONE | 33kV
LINM1 | LINMILL 132KV |  | 2017-03-31 | 2958465 | COAL1 |  | Y | 2017-03-31 | RDB_APP | 2017-03-31 | RDB_APP | 2017-03-31 | 2958465 | TO - Scottish Power Transmission Ltd | LINMILL | 132kV
LINM1A | LINMILL 132KV |  | 2017-03-31 | 2958465 |  |  | Y | 2017-03-31 | RDB_APP | 2017-03-31 | RDB_APP | 2017-03-31 | 2958465 | TO - Scottish Power Transmission Ltd | LINMILL | 132kV
LINM2 | LINMILL 275KV |  | 2017-03-31 | 2958465 | LINM2 |  | Y | 2017-03-31 | RDB_APP | 2017-03-31 | RDB_APP | 2017-03-31 | 2958465 | TO - Scottish Power Transmission Ltd | LINMILL | 275kV
LINM3 | LINMILL 33KV |  | 2017-03-31 | 2958465 | LINM1 |  | Y | 2017-03-31 | RDB_APP | 2017-03-31 | RDB_APP | 2017-03-31 | 2958465 | TO - Scottish Power Transmission Ltd | LINMILL | 33kV
LINO1 | LINCS ONSHORE CONNECTION 132KV |  | 2017-03-31 | 2958465 |  |  | Y | 2017-03-31 | RDB_APP | 2017-03-31 | RDB_APP | 2017-03-31 | 2958465 | OFTO - Transmission Investments | LINCS ONSHORE CONNECTION | 132kV
LINO4 | LINCS ONSHORE CONNECTION 400KV |  | 2017-03-31 | 2958465 |  |  | Y | 2017-03-31 | RDB_APP | 2017-03-31 | RDB_APP | 2017-03-31 | 2958465 | TO - National Grid Electricity Transmission | LINCS ONSHORE CONNECTION | 400kV
LINO8 | LINCS ONSHORE CONNECTION 6.6KV |  | 2017-03-31 | 2958465 |  |  | Y | 2017-03-31 | RDB_APP | 2017-03-31 | RDB_APP | 2017-03-31 | 2958465 | OFTO - Transmission Investments | LINCS ONSHORE CONNECTION | 6.6kV
LINS1 | LINCS OFFSHORE WIND FARM 132KV |  | 2017-03-31 | 2958465 |  |  | Y | 2017-03-31 | RDB_APP | 2017-03-31 | RDB_APP | 2017-03-31 | 2958465 | OFTO - Transmission Investments | LINCS OFFSHORE WIND FARM | 132kV
LINS3 | LINCS OFFSHORE WIND FARM 33KV |  | 2017-03-31 | 2958465 |  |  | Y | 2017-03-31 | RDB_APP | 2017-03-31 | RDB_APP | 2017-03-31 | 2958465 | OFTO - Transmission Investments | LINCS OFFSHORE WIND FARM | 33kV
LINS4 | LINCS OFFSHORE WIND FARM 400KV |  | 2017-03-31 | 2958465 |  |  | Y | 2017-03-31 | RDB_APP | 2017-03-31 | RDB_APP | 2017-03-31 | 2958465 | TO - National Grid Electricity Transmission | LINCS OFFSHORE WIND FARM | 400kV
LINS4A | LINCS OFFSHORE WIND FARM 400KV |  | 2017-03-31 | 2958465 |  |  | Y | 2017-03-31 | RDB_APP | 2017-03-31 | RDB_APP | 2017-03-31 | 2958465 | TO - National Grid Electricity Transmission | LINCS OFFSHORE WIND FARM | 400kV
LINT1 | LINTON 132KV |  | 2017-03-31 | 2958465 |  |  | Y | 2017-03-31 | RDB_APP | 2017-03-31 | RDB_APP | 2017-03-31 | 2958465 | DNO - NPG North East (Northen Power Grid) | LINTON | 132kV
LINT6 | LINTON 66KV |  | 2017-03-31 | 2958465 |  |  | Y | 2017-03-31 | RDB_APP | 2017-03-31 | RDB_APP | 2017-03-31 | 2958465 | DNO - NPG North East (Northen Power Grid) | LINTON | 66kV
LINT7 | LINTON 22KV |  | 2017-03-31 | 2958465 |  |  | Y | 2017-03-31 | RDB_APP | 2017-03-31 | RDB_APP | 2017-03-31 | 2958465 | DNO - NPG North East (Northen Power Grid) | LINTON | 22kV
LISC1 | LINCOLNSHIRE OFFSHORE WINDFARM 132KV |  | 2017-03-31 | 2958465 |  |  | Y | 2017-03-31 | RDB_APP | 2017-03-31 | RDB_APP | 2017-03-31 | 2958465 | TO - National Grid Electricity Transmission | LINCOLNSHIRE 132KV OFFSHORE | 132kV
LISD1 | LISTER DRIVE 132KV |  | 2017-03-31 | 2958465 |  |  | Y | 2017-03-31 | RDB_APP | 2017-03-31 | RDB_APP | 2017-03-31 | 2958465 | TO - National Grid Electricity Transmission | LISTER DRIVE | 132kV
LISD2 | LISTER DRIVE 275KV |  | 2017-03-31 | 2958465 |  |  | Y | 2017-03-31 | RDB_APP | 2017-03-31 | RDB_APP | 2017-03-31 | 2958465 | TO - National Grid Electricity Transmission | LISTER DRIVE | 275kV
LISD3 | LISTER DRIVE 33KV |  | 2017-03-31 | 2958465 |  |  | Y | 2017-03-31 | RDB_APP | 2017-03-31 | RDB_APP | 2017-03-31 | 2958465 | DNO - SP MANWEB(Scottish Power) | LISTER DRIVE | 33kV
LITB1 | LITTLE BARFORD 132KV |  | 2017-03-31 | 2958465 |  |  | Y | 2017-03-31 | RDB_APP | 2017-03-31 | RDB_APP | 2017-03-31 | 2958465 | DNO - UK Power Networks Eastern | LITTLE BARFORD | 132kV
LITB3 | LITTLE BARFORD 33KV |  | 2017-03-31 | 2958465 |  |  | Y | 2017-03-31 | RDB_APP | 2017-03-31 | RDB_APP | 2017-03-31 | 2958465 | DNO - UK Power Networks Eastern | LITTLE BARFORD | 33kV
LITB4 | LITTLE BARFORD 400KV |  | 2017-03-31 | 2958465 |  |  | Y | 2017-03-31 | RDB_APP | 2017-03-31 | RDB_APP | 2017-03-31 | 2958465 | TO - National Grid Electricity Transmission | LITTLE BARFORD | 400kV
LITB5 | LITTLE BARFORD 11KV |  | 2017-03-31 | 2958465 |  |  | Y | 2017-03-31 | RDB_APP | 2017-03-31 | RDB_APP | 2017-03-31 | 2958465 | TO - National Grid Electricity Transmission | LITTLE BARFORD | 11kV
LITB8 | LITTLE BARFORD 6.6KV |  | 2017-03-31 | 2958465 |  |  | Y | 2017-03-31 | RDB_APP | 2017-03-31 | RDB_APP | 2017-03-31 | 2958465 | TO - National Grid Electricity Transmission | LITTLE BARFORD | 6.6kV
LITH1 | LITHERLAND 132KV |  | 2017-03-31 | 2958465 |  |  | Y | 2017-03-31 | RDB_APP | 2017-03-31 | RDB_APP | 2017-03-31 | 2958465 | DNO - SP MANWEB(Scottish Power) | LITHERLAND | 132kV
LITH3 | LITHERLAND 33KV |  | 2017-03-31 | 2958465 |  |  | Y | 2017-03-31 | RDB_APP | 2017-03-31 | RDB_APP | 2017-03-31 | 2958465 | DNO - SP MANWEB(Scottish Power) | LITHERLAND | 33kV
LITP1 | LITTLEBROOK PARK 132KV |  | 2017-03-31 | 2958465 |  |  | Y | 2017-03-31 | RDB_APP | 2017-03-31 | RDB_APP | 2017-03-31 | 2958465 | DNO - UK Power Networks South East | LITTLEBROOK PARK | 132kV
LITP5 | LITTLEBROOK PARK 11KV |  | 2017-03-31 | 2958465 |  |  | Y | 2017-03-31 | RDB_APP | 2017-03-31 | RDB_APP | 2017-03-31 | 2958465 | DNO - UK Power Networks South East | LITTLEBROOK PARK | 11kV
LITT1 | LITTLEBROOK 132KV |  | 2017-03-31 | 2958465 |  |  | Y | 2017-03-31 | RDB_APP | 2017-03-31 | RDB_APP | 2017-03-31 | 2958465 | TO - National Grid Electricity Transmission | LITTLEBROOK | 132kV
LITT2 | LITTLEBROOK 275KV |  | 2017-03-31 | 2958465 |  |  | Y | 2017-03-31 | RDB_APP | 2017-03-31 | RDB_APP | 2017-03-31 | 2958465 | TO - National Grid Electricity Transmission | LITTLEBROOK | 275kV
LITT3 | LITTLEBROOK 33KV |  | 2017-03-31 | 2958465 |  |  | Y | 2017-03-31 | RDB_APP | 2017-03-31 | RDB_APP | 2017-03-31 | 2958465 | TO - National Grid Electricity Transmission | LITTLEBROOK | 33kV
LITT4 | LITTLEBROOK 400KV |  | 2017-03-31 | 2958465 |  |  | Y | 2017-03-31 | RDB_APP | 2017-03-31 | RDB_APP | 2017-03-31 | 2958465 | TO - National Grid Electricity Transmission | LITTLEBROOK | 400kV
LITT4A | LITTLEBROOK 400KV |  | 2017-03-31 | 2958465 |  |  | Y | 2017-03-31 | RDB_APP | 2017-03-31 | RDB_APP | 2017-03-31 | 2958465 | TO - National Grid Electricity Transmission | LITTLEBROOK | 400kV
LITT4B | LITTLEBROOK 400KV |  | 2017-03-31 | 2958465 |  |  | Y | 2017-03-31 | RDB_APP | 2017-03-31 | RDB_APP | 2017-03-31 | 2958465 | TO - National Grid Electricity Transmission | LITTLEBROOK | 400kV
LITT5 | LITTLEBROOK 11KV |  | 2017-03-31 | 2958465 |  |  | Y | 2017-03-31 | RDB_APP | 2017-03-31 | RDB_APP | 2017-03-31 | 2958465 | TO - National Grid Electricity Transmission | LITTLEBROOK | 11kV
LITT8 | LITTLEBROOK 6.6KV |  | 2017-03-31 | 2958465 |  |  | Y | 2017-03-31 | RDB_APP | 2017-03-31 | RDB_APP | 2017-03-31 | 2958465 | TO - National Grid Electricity Transmission | LITTLEBROOK | 6.6kV
LIVI5 | LIVISHIE 11KV |  | 2017-03-31 | 2958465 | GLEN3 |  | Y | 2017-03-31 | RDB_APP | 2017-03-31 | RDB_APP | 2017-03-31 | 2958465 | DNO - Scottish & Southern Energy DNO Scotland | LIVISHIE | 11kV
LLAN1 | LLANDINAM WINDFARM (132KW WELSHPOOL - OSWESTRY-LEGACY 132KV |  | 2017-03-31 | 2958465 |  |  | Y | 2017-03-31 | RDB_APP | 2017-03-31 | RDB_APP | 2017-03-31 | 2958465 | PS - SCOTTISH POWER RENWABLES | LLANDINAM WINDFARM (132KW WELSHPOOL - OSWESTRY-LEGACY | 132kV
LLAN3 | LLANDINAM WINDFARM (132KW WELSHPOOL - OSWESTRY-LEGACY 33KV |  | 2017-03-31 | 2958465 |  |  | Y | 2017-03-31 | RDB_APP | 2017-03-31 | RDB_APP | 2017-03-31 | 2958465 | PS - SCOTTISH POWER RENWABLES | LLANDINAM WINDFARM (132KW WELSHPOOL - OSWESTRY-LEGACY | 33kV
LLAX3 | LLAX 33KV |  | 2017-03-31 | 2958465 |  |  | Y | 2017-03-31 | RDB_APP | 2017-03-31 | RDB_APP | 2017-03-31 | 2958465 | DNO - SP MANWEB(Scottish Power) | LLAX | 33kV
LLCA3 | LLANFAIR CAEREINION 33KV |  | 2017-03-31 | 2958465 |  |  | Y | 2017-03-31 | RDB_APP | 2017-03-31 | RDB_APP | 2017-03-31 | 2958465 | DNO - SP MANWEB(Scottish Power) | LLANFAIR CAEREINION | 33kV
LLDN3 | LLIDIARTYWAUN 33KV |  | 2017-03-31 | 2958465 |  |  | Y | 2017-03-31 | RDB_APP | 2017-03-31 | RDB_APP | 2017-03-31 | 2958465 | DNO - SP MANWEB(Scottish Power) | LLIDIARTYWAUN | 33kV
LLEL1 | LLANELLI 132KV |  | 2017-03-31 | 2958465 |  |  | Y | 2017-03-31 | RDB_APP | 2017-03-31 | RDB_APP | 2017-03-31 | 2958465 | DNO - WPD South Wales | LLANELLI | 132kV
LLEL5 | LLANELLI 11KV |  | 2017-03-31 | 2958465 |  |  | Y | 2017-03-31 | RDB_APP | 2017-03-31 | RDB_APP | 2017-03-31 | 2958465 | DNO - WPD South Wales | LLANELLI | 11kV
LLFR3 | LLANFROTHEN 33KV |  | 2017-03-31 | 2958465 |  |  | Y | 2017-03-31 | RDB_APP | 2017-03-31 | RDB_APP | 2017-03-31 | 2958465 | DNO - SP MANWEB(Scottish Power) | LLANFROTHEN | 33kV
LLGW3 | LLANGWYRFON W/F 33KV |  | 2017-03-31 | 2958465 |  |  | Y | 2017-03-31 | RDB_APP | 2017-03-31 | RDB_APP | 2017-03-31 | 2958465 | DNO - SP MANWEB(Scottish Power) | LLANGWYRFON W/F | 33kV
LLNI3 | LLNILA 33KV |  | 2017-03-31 | 2958465 |  |  | Y | 2017-03-31 | RDB_APP | 2017-03-31 | RDB_APP | 2017-03-31 | 2958465 | DNO - SP MANWEB(Scottish Power) | LLNILA | 33kV
LLTA1 | LLANTARNUM 132KV |  | 2017-03-31 | 2958465 |  |  | Y | 2017-03-31 | RDB_APP | 2017-03-31 | RDB_APP | 2017-03-31 | 2958465 | DNO - WPD South Wales | LLANTARNUM | 132kV
LLTA5 | LLANTARNUM 11KV |  | 2017-03-31 | 2958465 |  |  | Y | 2017-03-31 | RDB_APP | 2017-03-31 | RDB_APP | 2017-03-31 | 2958465 | DNO - WPD South Wales | LLANTARNUM | 11kV
LLTA6 | LLANTARNUM 66KV |  | 2017-03-31 | 2958465 |  |  | Y | 2017-03-31 | RDB_APP | 2017-03-31 | RDB_APP | 2017-03-31 | 2958465 | DNO - WPD South Wales | LLANTARNUM | 66kV
LLWE3 | LLANWERN 33KV |  | 2017-03-31 | 2958465 |  |  | Y | 2017-03-31 | RDB_APP | 2017-03-31 | RDB_APP | 2017-03-31 | 2958465 | Unknown | LLANWERN | 33kV
LLYF5 | LLYNFI 11KV |  | 2017-03-31 | 2958465 |  |  | Y | 2017-03-31 | RDB_APP | 2017-03-31 | RDB_APP | 2017-03-31 | 2958465 | DNO - WPD South Wales | LLYNFI | 11kV
LLYF6 | LLYNFI 66KV |  | 2017-03-31 | 2958465 |  |  | Y | 2017-03-31 | RDB_APP | 2017-03-31 | RDB_APP | 2017-03-31 | 2958465 | DNO - WPD South Wales | LLYNFI | 66kV
LLYN3 | LLYNFI 33KV |  | 2017-03-31 | 2958465 |  |  | Y | 2017-03-31 | RDB_APP | 2017-03-31 | RDB_APP | 2017-03-31 | 2958465 | DNO - SP MANWEB(Scottish Power) | LLYNFI | 33kV
LOAN2 | LONGANNET 275KV |  | 2017-03-31 | 2958465 |  |  | Y | 2017-03-31 | RDB_APP | 2017-03-31 | RDB_APP | 2017-03-31 | 2958465 | TO - Scottish Power Transmission Ltd | LONGANNET | 275kV
LOAN3 | LONGANNET 33KV |  | 2017-03-31 | 2958465 |  |  | Y | 2017-03-31 | RDB_APP | 2017-03-31 | RDB_APP | 2017-03-31 | 2958465 | Unknown | LONGANNET | 33kV
LOAN5 | LONGANNET 11KV |  | 2017-03-31 | 2958465 |  |  | Y | 2017-03-31 | RDB_APP | 2017-03-31 | RDB_APP | 2017-03-31 | 2958465 | Unknown | LONGANNET | 11kV
LOAN8 | LONGANNET 6.6KV |  | 2017-03-31 | 2958465 | LOAN0 |  | Y | 2017-03-31 | RDB_APP | 2017-03-31 | RDB_APP | 2017-03-31 | 2958465 | TO - Scottish Power Transmission Ltd | LONGANNET | 6.6kV
LOAW1 | LONDON ARRAY OFFSHORE WIND FARM - PLATFORM 1 132KV |  | 2017-03-31 | 2958465 |  |  | Y | 2017-03-31 | RDB_APP | 2017-03-31 | RDB_APP | 2017-03-31 | 2958465 | OFTO - Blue Transmission (Diamond Transmission Corporation Limited/3i) | LONDON ARRAY OFFSHORE WIND FARM - PLATFORM 1 | 132kV
LOAW3 | LONDON ARRAY OFFSHORE WIND FARM - PLATFORM 1 33KV |  | 2017-03-31 | 2958465 |  |  | Y | 2017-03-31 | RDB_APP | 2017-03-31 | RDB_APP | 2017-03-31 | 2958465 | OFTO - Blue Transmission (Diamond Transmission Corporation Limited/3i) | LONDON ARRAY OFFSHORE WIND FARM - PLATFORM 1 | 33kV
LOAW31 | LONDON ARRAY OFFSHORE WIND FARM - PLATFORM 1 33KV |  | 2017-03-31 | 2958465 |  |  | Y | 2017-03-31 | RDB_APP | 2017-03-31 | RDB_APP | 2017-03-31 | 2958465 | OFTO - Blue Transmission (Diamond Transmission Corporation Limited/3i) | LONDON ARRAY OFFSHORE WIND FARM - PLATFORM 1 | 33kV
LOBU3R | LONG BUCKBY 33KV |  | 2017-03-31 | 2958465 |  |  | Y | 2017-03-31 | RDB_APP | 2017-03-31 | RDB_APP | 2017-03-31 | 2958465 | Unknown | LONG BUCKBY | 33kV
LOBW1 | LOCHELBANK WIND 132KV |  | 2017-03-31 | 2958465 |  |  | Y | 2017-03-31 | RDB_APP | 2017-03-31 | RDB_APP | 2017-03-31 | 2958465 | PS - RWE Npower Renewables Ltd | LOCHELBANK WIND | 132kV
LOBW1B | LOCHELBANK WIND 132KV |  | 2017-03-31 | 2958465 |  |  | Y | 2017-03-31 | RDB_APP | 2017-03-31 | RDB_APP | 2017-03-31 | 2958465 | PS - RWE Npower Renewables Ltd | LOCHELBANK WIND | 132kV
LOCB1 | LOCH BUIDHE 132KV |  | 2017-03-31 | 2958465 | DUBE1 |  | Y | 2017-03-31 | RDB_APP | 2017-03-31 | RDB_APP | 2017-03-31 | 2958465 | Unknown | LOCH BUIDHE | 132kV
LOCB2 | LOCH BUIDHE 275KV |  | 2017-03-31 | 2958465 | CONN2 |  | Y | 2017-03-31 | RDB_APP | 2017-03-31 | RDB_APP | 2017-03-31 | 2958465 | TO - Scottish Hydro Electric Transmission Ltd | LOCH BUIDHE | 275kV
LOCE3 | LOCH ERICHT 33KV |  | 2017-03-31 | 2958465 |  |  | Y | 2017-03-31 | RDB_APP | 2017-03-31 | RDB_APP | 2017-03-31 | 2958465 | DNO - Scottish & Southern Energy DNO Scotland | LOCH ERICHT | 33kV
LOCE5 | LOCH ERICHT 11KV |  | 2017-03-31 | 2958465 |  |  | Y | 2017-03-31 | RDB_APP | 2017-03-31 | RDB_APP | 2017-03-31 | 2958465 | DNO - Scottish & Southern Energy DNO Scotland | LOCH ERICHT | 11kV
LOCG3 | LOCH GAIR 33KV |  | 2017-03-31 | 2958465 |  |  | Y | 2017-03-31 | RDB_APP | 2017-03-31 | RDB_APP | 2017-03-31 | 2958465 | DNO - Scottish & Southern Energy DNO Scotland | LOCH GAIR | 33kV
LOCG5 | LOCH GAIR 11KV |  | 2017-03-31 | 2958465 | LOCG3 |  | Y | 2017-03-31 | RDB_APP | 2017-03-31 | RDB_APP | 2017-03-31 | 2958465 | DNO - Scottish & Southern Energy DNO Scotland | LOCH GAIR | 11kV
LOCH1 | LOCHAY 132KV |  | 2017-03-31 | 2958465 | KIIN1 |  | Y | 2017-03-31 | RDB_APP | 2017-03-31 | RDB_APP | 2017-03-31 | 2958465 | TO - Scottish Hydro Electric Transmission Ltd | LOCHAY | 132kV
LOCH3 | LOCHAY 33KV |  | 2017-03-31 | 2958465 | KIIN3 |  | Y | 2017-03-31 | RDB_APP | 2017-03-31 | RDB_APP | 2017-03-31 | 2958465 | DNO - Scottish & Southern Energy DNO Scotland | LOCHAY | 33kV
LOCH5 | LOCHAY 11KV |  | 2017-03-31 | 2958465 | LOCH1 |  | Y | 2017-03-31 | RDB_APP | 2017-03-31 | RDB_APP | 2017-03-31 | 2958465 | DNO - Scottish & Southern Energy DNO Scotland | LOCHAY | 11kV
LOCH8 | LOCHAY 6.6KV |  | 2017-03-31 | 2958465 | LOCH1 |  | Y | 2017-03-31 | RDB_APP | 2017-03-31 | RDB_APP | 2017-03-31 | 2958465 | DNO - Scottish & Southern Energy DNO Scotland | LOCHAY | 6.6kV
LOCL1 | LOCH LUNDIE 132KV |  | 2017-03-31 | 2958465 | FAUG1 |  | Y | 2017-03-31 | RDB_APP | 2017-03-31 | RDB_APP | 2017-03-31 | 2958465 | TO - Scottish Hydro Electric Transmission Ltd | LOCH LUNDIE | 132kV
LOCL1T | LOCH LUNDIE 132KV |  | 2017-03-31 | 2958465 |  |  | Y | 2017-03-31 | RDB_APP | 2017-03-31 | RDB_APP | 2017-03-31 | 2958465 | TO - Scottish Hydro Electric Transmission Ltd | LOCH LUNDIE | 132kV
LODR6 | LODGE ROAD 66KV |  | 2017-03-31 | 2958465 |  |  | Y | 2017-03-31 | RDB_APP | 2017-03-31 | RDB_APP | 2017-03-31 | 2958465 | TO - National Grid Electricity Transmission | LODGE ROAD | 66kV
LODR6B | LODGE ROAD 66KV |  | 2017-03-31 | 2958465 |  |  | Y | 2017-03-31 | RDB_APP | 2017-03-31 | RDB_APP | 2017-03-31 | 2958465 | DNO - UK Power Networks Central | LODGE ROAD | 66kV
LOFO1 | LONGFORD 132KV |  | 2017-03-31 | 2958465 |  |  | Y | 2017-03-31 | RDB_APP | 2017-03-31 | RDB_APP | 2017-03-31 | 2958465 | DNO - SSE Southern | LONGFORD | 132kV
LOFO3 | LONGFORD 33KV |  | 2017-03-31 | 2958465 |  |  | Y | 2017-03-31 | RDB_APP | 2017-03-31 | RDB_APP | 2017-03-31 | 2958465 | DNO - SSE Southern | LONGFORD | 33kV
LOLE1 | LOCKLEAZE 132KV |  | 2017-03-31 | 2958465 |  |  | Y | 2017-03-31 | RDB_APP | 2017-03-31 | RDB_APP | 2017-03-31 | 2958465 | DNO - WPD South West | LOCKLEAZE | 132kV
LOLE3 | LOCKLEAZE 33KV |  | 2017-03-31 | 2958465 |  |  | Y | 2017-03-31 | RDB_APP | 2017-03-31 | RDB_APP | 2017-03-31 | 2958465 | DNO - WPD South West | LOCKLEAZE | 33kV
LONG1 | LONGLEAT FIRE FIGHTING STORES 132KV |  | 2017-03-31 | 2958465 |  |  | Y | 2017-03-31 | RDB_APP | 2017-03-31 | RDB_APP | 2017-03-31 | 2958465 | DNO - WPD West Midlands | LONGLEAT FIRE FIGHTING STORES | 132kV
LONG3 | LONGLEAT FIRE FIGHTING STORES 33KV |  | 2017-03-31 | 2958465 |  |  | Y | 2017-03-31 | RDB_APP | 2017-03-31 | RDB_APP | 2017-03-31 | 2958465 | DNO - WPD West Midlands | LONGLEAT FIRE FIGHTING STORES | 33kV
LONG5 | LONGLEAT FIRE FIGHTING STORES 11KV |  | 2017-03-31 | 2958465 |  |  | Y | 2017-03-31 | RDB_APP | 2017-03-31 | RDB_APP | 2017-03-31 | 2958465 | DNO - WPD West Midlands | LONGLEAT FIRE FIGHTING STORES | 11kV
LONO1 | LONDON ARRAY ONSHORE SITE 132KV |  | 2017-03-31 | 2958465 |  |  | Y | 2017-03-31 | RDB_APP | 2017-03-31 | RDB_APP | 2017-03-31 | 2958465 | OFTO - Blue Transmission (Diamond Transmission Corporation Limited/3i) | LONDON ARRAY ONSHORE SITE | 132kV
LONO1D | LONDON ARRAY ONSHORE SITE 132KV |  | 2017-03-31 | 2958465 |  |  | Y | 2017-03-31 | RDB_APP | 2017-03-31 | RDB_APP | 2017-03-31 | 2958465 | OFTO - Blue Transmission (Diamond Transmission Corporation Limited/3i) | LONDON ARRAY ONSHORE SITE | 132kV
LONO3 | LONDON ARRAY ONSHORE SITE 33KV |  | 2017-03-31 | 2958465 |  |  | Y | 2017-03-31 | RDB_APP | 2017-03-31 | RDB_APP | 2017-03-31 | 2958465 | OFTO - Blue Transmission (Diamond Transmission Corporation Limited/3i) | LONDON ARRAY ONSHORE SITE | 33kV
LONO4 | LONDON ARRAY ONSHORE SITE 400KV |  | 2017-03-31 | 2958465 |  |  | Y | 2017-03-31 | RDB_APP | 2017-03-31 | RDB_APP | 2017-03-31 | 2958465 | OFTO - Blue Transmission (Diamond Transmission Corporation Limited/3i) | LONDON ARRAY ONSHORE SITE | 400kV
LONO8 | LONDON ARRAY ONSHORE SITE 6.6KV |  | 2017-03-31 | 2958465 |  |  | Y | 2017-03-31 | RDB_APP | 2017-03-31 | RDB_APP | 2017-03-31 | 2958465 | OFTO - Blue Transmission (Diamond Transmission Corporation Limited/3i) | LONDON ARRAY ONSHORE SITE | 6.6kV
LOPA3 | LONGPARK 33KV |  | 2017-03-31 | 2958465 | GALA3 |  | Y | 2017-03-31 | RDB_APP | 2017-03-31 | RDB_APP | 2017-03-31 | 2958465 | DNO - Scottish Power DNO Scotland | LONGPARK | 33kV
LOPA8 | LONGPARK 6.6KV |  | 2017-03-31 | 2958465 | LOPA3 |  | Y | 2017-03-31 | RDB_APP | 2017-03-31 | RDB_APP | 2017-03-31 | 2958465 | DNO - Scottish Power DNO Scotland | LONGPARK | 6.6kV
LOST1 | LOSTOCK 132KV |  | 2017-03-31 | 2958465 |  |  | Y | 2017-03-31 | RDB_APP | 2017-03-31 | RDB_APP | 2017-03-31 | 2958465 | DNO - SP MANWEB(Scottish Power) | LOSTOCK | 132kV
LOST3 | LOSTOCK 33KV |  | 2017-03-31 | 2958465 |  |  | Y | 2017-03-31 | RDB_APP | 2017-03-31 | RDB_APP | 2017-03-31 | 2958465 | DNO - SP MANWEB(Scottish Power) | LOSTOCK | 33kV
LOUG1 | LOUGHBOROUGH 132KV |  | 2017-03-31 | 2958465 |  |  | Y | 2017-03-31 | RDB_APP | 2017-03-31 | RDB_APP | 2017-03-31 | 2958465 | DNO - WPD East Midlands | LOUGHBOROUGH | 132kV
LOUG3 | LOUGHBOROUGH 33KV |  | 2017-03-31 | 2958465 |  |  | Y | 2017-03-31 | RDB_APP | 2017-03-31 | RDB_APP | 2017-03-31 | 2958465 | DNO - WPD East Midlands | LOUGHBOROUGH | 33kV
LOUG5 | LOUGHBOROUGH 11KV |  | 2017-03-31 | 2958465 |  |  | Y | 2017-03-31 | RDB_APP | 2017-03-31 | RDB_APP | 2017-03-31 | 2958465 | DNO - WPD East Midlands | LOUGHBOROUGH | 11kV
LOVE1 | LOVEDEAN 132KV |  | 2017-03-31 | 2958465 |  |  | Y | 2017-03-31 | RDB_APP | 2017-03-31 | RDB_APP | 2017-03-31 | 2958465 | TO - National Grid Electricity Transmission | LOVEDEAN | 132kV
LOVE4 | LOVEDEAN 400KV |  | 2017-03-31 | 2958465 |  |  | Y | 2017-03-31 | RDB_APP | 2017-03-31 | RDB_APP | 2017-03-31 | 2958465 | TO - National Grid Electricity Transmission | LOVEDEAN | 400kV
LOVE8 | LOVEDEAN 6.6KV |  | 2017-03-31 | 2958465 |  |  | Y | 2017-03-31 | RDB_APP | 2017-03-31 | RDB_APP | 2017-03-31 | 2958465 | TO - National Grid Electricity Transmission | LOVEDEAN | 6.6kV
LOWD1 | LOWER DARWEN CABLE AND WIRELESS 132KV |  | 2017-03-31 | 2958465 |  |  | Y | 2017-03-31 | RDB_APP | 2017-03-31 | RDB_APP | 2017-03-31 | 2958465 | DNO - ENW (Electric North-West) | LOWER DARWEN CABLE AND WIRELESS | 132kV
LOWD3 | LOWER DARWEN CABLE AND WIRELESS 33KV |  | 2017-03-31 | 2958465 |  |  | Y | 2017-03-31 | RDB_APP | 2017-03-31 | RDB_APP | 2017-03-31 | 2958465 | DNO - ENW (Electric North-West) | LOWER DARWEN CABLE AND WIRELESS | 33kV
LOWE1 | LOWESTOFT 132KV |  | 2017-03-31 | 2958465 |  |  | Y | 2017-03-31 | RDB_APP | 2017-03-31 | RDB_APP | 2017-03-31 | 2958465 | DNO - UK Power Networks Eastern | LOWESTOFT | 132kV
LOWE3 | LOWESTOFT 33KV |  | 2017-03-31 | 2958465 |  |  | Y | 2017-03-31 | RDB_APP | 2017-03-31 | RDB_APP | 2017-03-31 | 2958465 | DNO - UK Power Networks Eastern | LOWESTOFT | 33kV
LOYW1 | LONDON ARRAY OFFSHORE WIND FARM - PLATFORM 2 132KV |  | 2017-03-31 | 2958465 |  |  | Y | 2017-03-31 | RDB_APP | 2017-03-31 | RDB_APP | 2017-03-31 | 2958465 | OFTO - Blue Transmission (Diamond Transmission Corporation Limited/3i) | LONDON ARRAY OFFSHORE WIND FARM - PLATFORM 2 | 132kV
LOYW3 | LONDON ARRAY OFFSHORE WIND FARM - PLATFORM 2 33KV |  | 2017-03-31 | 2958465 |  |  | Y | 2017-03-31 | RDB_APP | 2017-03-31 | RDB_APP | 2017-03-31 | 2958465 | OFTO - Blue Transmission (Diamond Transmission Corporation Limited/3i) | LONDON ARRAY OFFSHORE WIND FARM - PLATFORM 2 | 33kV
LUBR3 | LUBREOCH 33KV |  | 2017-03-31 | 2958465 | CASH3 |  | Y | 2017-03-31 | RDB_APP | 2017-03-31 | RDB_APP | 2017-03-31 | 2958465 | DNO - Scottish & Southern Energy DNO Scotland | LUBREOCH | 33kV
LUBR8 | LUBREOCH 6.6KV |  | 2017-03-31 | 2958465 | CASH3 |  | Y | 2017-03-31 | RDB_APP | 2017-03-31 | RDB_APP | 2017-03-31 | 2958465 | DNO - Scottish & Southern Energy DNO Scotland | LUBREOCH | 6.6kV
LUIC1 | LUICHART 132KV |  | 2017-03-31 | 2958465 | CORI1 |  | Y | 2017-03-31 | RDB_APP | 2017-03-31 | RDB_APP | 2017-03-31 | 2958465 | TO - Scottish Hydro Electric Transmission Ltd | LUICHART | 132kV
LUIC2 | LUICHART 275KV |  | 2017-03-31 | 2958465 | LUIC1 |  | Y | 2017-03-31 | RDB_APP | 2017-03-31 | RDB_APP | 2017-03-31 | 2958465 | DNO - Scottish & Southern Energy DNO Scotland | LUICHART | 275kV
LUIC5 | LUICHART 11KV |  | 2017-03-31 | 2958465 | LUIC1 |  | Y | 2017-03-31 | RDB_APP | 2017-03-31 | RDB_APP | 2017-03-31 | 2958465 | DNO - Scottish & Southern Energy DNO Scotland | LUICHART | 11kV
LUMB1 | LUMBS 132KV |  | 2017-03-31 | 2958465 | FRAS1 |  | Y | 2017-03-31 | RDB_APP | 2017-03-31 | RDB_APP | 2017-03-31 | 2958465 | TO - Scottish Hydro Electric Transmission Ltd | LUMBS | 132kV
LUMB1T | LUMBS 132KV |  | 2017-03-31 | 2958465 |  |  | Y | 2017-03-31 | RDB_APP | 2017-03-31 | RDB_APP | 2017-03-31 | 2958465 | TO - Scottish Hydro Electric Transmission Ltd | LUMBS | 132kV
LUNA1 | LUNANHEAD 132KV |  | 2017-03-31 | 2958465 |  |  | Y | 2017-03-31 | RDB_APP | 2017-03-31 | RDB_APP | 2017-03-31 | 2958465 | TO - Scottish Hydro Electric Transmission Ltd | LUNANHEAD | 132kV
LUNA3 | LUNANHEAD 33KV |  | 2017-03-31 | 2958465 |  |  | Y | 2017-03-31 | RDB_APP | 2017-03-31 | RDB_APP | 2017-03-31 | 2958465 | DNO - Scottish & Southern Energy DNO Scotland | LUNANHEAD | 33kV
LUTN1 | LUTON NORTH 132KV |  | 2017-03-31 | 2958465 |  |  | Y | 2017-03-31 | RDB_APP | 2017-03-31 | RDB_APP | 2017-03-31 | 2958465 | DNO - UK Power Networks Eastern | LUTON NORTH | 132kV
LUTN5 | LUTON NORTH 11KV |  | 2017-03-31 | 2958465 |  |  | Y | 2017-03-31 | RDB_APP | 2017-03-31 | RDB_APP | 2017-03-31 | 2958465 | DNO - UK Power Networks Eastern | LUTON NORTH | 11kV
LUTS1 | LUTON SOUTH 132KV |  | 2017-03-31 | 2958465 |  |  | Y | 2017-03-31 | RDB_APP | 2017-03-31 | RDB_APP | 2017-03-31 | 2958465 | DNO - UK Power Networks Eastern | LUTON SOUTH | 132kV
LUTS3 | LUTON SOUTH 33KV |  | 2017-03-31 | 2958465 |  |  | Y | 2017-03-31 | RDB_APP | 2017-03-31 | RDB_APP | 2017-03-31 | 2958465 | DNO - UK Power Networks Eastern | LUTON SOUTH | 33kV
LWAT1 | LOUDWATER 132KV |  | 2017-03-31 | 2958465 |  |  | Y | 2017-03-31 | RDB_APP | 2017-03-31 | RDB_APP | 2017-03-31 | 2958465 | DNO - SSE Southern | LOUDWATER | 132kV
LWAT3 | LOUDWATER 33KV |  | 2017-03-31 | 2958465 |  |  | Y | 2017-03-31 | RDB_APP | 2017-03-31 | RDB_APP | 2017-03-31 | 2958465 | DNO - SSE Southern | LOUDWATER | 33kV
LYDN1 | LYDNEY 132KV |  | 2017-03-31 | 2958465 |  |  | Y | 2017-03-31 | RDB_APP | 2017-03-31 | RDB_APP | 2017-03-31 | 2958465 | DNO - WPD West Midlands | LYDNEY | 132kV
LYDN3 | LYDNEY 33KV |  | 2017-03-31 | 2958465 |  |  | Y | 2017-03-31 | RDB_APP | 2017-03-31 | RDB_APP | 2017-03-31 | 2958465 | DNO - WPD West Midlands | LYDNEY | 33kV
LYEG1 | LYE GREEN 132KV |  | 2017-03-31 | 2958465 |  |  | Y | 2017-03-31 | RDB_APP | 2017-03-31 | RDB_APP | 2017-03-31 | 2958465 | DNO - UK Power Networks Eastern | LYE GREEN | 132kV
LYNC1 | LYNES COMMON 132KV |  | 2017-03-31 | 2958465 |  |  | Y | 2017-03-31 | RDB_APP | 2017-03-31 | RDB_APP | 2017-03-31 | 2958465 | DNO - SSE Southern | LYNES COMMON | 132kV
LYNC5 | LYNES COMMON 11KV |  | 2017-03-31 | 2958465 |  |  | Y | 2017-03-31 | RDB_APP | 2017-03-31 | RDB_APP | 2017-03-31 | 2958465 | DNO - SSE Southern | LYNES COMMON | 11kV
LYND1 | LYNDHURST 132KV |  | 2017-03-31 | 2958465 | CHAR1 |  | Y | 2017-03-31 | RDB_APP | 2017-03-31 | RDB_APP | 2017-03-31 | 2958465 | TO - Scottish Hydro Electric Transmission Ltd | LYNDHURST | 132kV
LYND3 | LYNDHURST 33KV |  | 2017-03-31 | 2958465 | LYND1 |  | Y | 2017-03-31 | RDB_APP | 2017-03-31 | RDB_APP | 2017-03-31 | 2958465 | TO - Scottish Hydro Electric Transmission Ltd | LYNDHURST | 33kV
LYNM1 | LYNEMOUTH WIND FARM 132KV |  | 2017-03-31 | 2958465 |  |  | Y | 2017-03-31 | RDB_APP | 2017-03-31 | RDB_APP | 2017-03-31 | 2958465 | PS - SCOTTISH POWER RENWABLES | LYNEMOUTH WIND FARM | 132kV
LYNP1 | LYNEMOUTH POWER LIMITED 132KV |  | 2017-03-31 | 2958465 |  |  | Y | 2017-03-31 | RDB_APP | 2017-03-31 | RDB_APP | 2017-03-31 | 2958465 | PS - Energetický a průmyslový holding (EPH) | LYNEMOUTH POWER LIMITED | 132kV
LYNP3 | LYNEMOUTH POWER LIMITED 33KV |  | 2017-03-31 | 2958465 |  |  | Y | 2017-03-31 | RDB_APP | 2017-03-31 | RDB_APP | 2017-03-31 | 2958465 | PS - Energetický a průmyslový holding (EPH) | LYNEMOUTH POWER LIMITED | 33kV
LYTC1 | LYTCHETT 132KV |  | 2017-03-31 | 2958465 |  |  | Y | 2017-03-31 | RDB_APP | 2017-03-31 | RDB_APP | 2017-03-31 | 2958465 | DNO - SSE Southern | LYTCHETT | 132kV
LYTC3 | LYTCHETT 33KV |  | 2017-03-31 | 2958465 |  |  | Y | 2017-03-31 | RDB_APP | 2017-03-31 | RDB_APP | 2017-03-31 | 2958465 | DNO - SSE Southern | LYTCHETT | 33kV
LYTH3 | LYTHAM 33KV |  | 2017-03-31 | 2958465 |  |  | Y | 2017-03-31 | RDB_APP | 2017-03-31 | RDB_APP | 2017-03-31 | 2958465 | DNO - ENW (Electric North-West) | LYTHAM | 33kV
MACC2 | MACCLESFIELD 275KV |  | 2017-03-31 | 2958465 |  |  | Y | 2017-03-31 | RDB_APP | 2017-03-31 | RDB_APP | 2017-03-31 | 2958465 | TO - National Grid Electricity Transmission | MACCLESFIELD | 275kV
MACC3 | MACCLESFIELD 33KV |  | 2017-03-31 | 2958465 |  |  | Y | 2017-03-31 | RDB_APP | 2017-03-31 | RDB_APP | 2017-03-31 | 2958465 | TO - National Grid Electricity Transmission | MACCLESFIELD | 33kV
MACC4 | MACCLESFIELD 400KV |  | 2017-03-31 | 2958465 |  |  | Y | 2017-03-31 | RDB_APP | 2017-03-31 | RDB_APP | 2017-03-31 | 2958465 | TO - National Grid Electricity Transmission | MACCLESFIELD | 400kV
MACD1 | MACDUFF 132KV |  | 2017-03-31 | 2958465 | KEIT1 |  | Y | 2017-03-31 | RDB_APP | 2017-03-31 | RDB_APP | 2017-03-31 | 2958465 | TO - Scottish Hydro Electric Transmission Ltd | MACDUFF | 132kV
MACD3 | MACDUFF 33KV |  | 2017-03-31 | 2958465 | KEIT3 |  | Y | 2017-03-31 | RDB_APP | 2017-03-31 | RDB_APP | 2017-03-31 | 2958465 | DNO - Scottish & Southern Energy DNO Scotland | MACDUFF | 33kV
MACH3 | MACHYNLLETH 33KV |  | 2017-03-31 | 2958465 |  |  | Y | 2017-03-31 | RDB_APP | 2017-03-31 | RDB_APP | 2017-03-31 | 2958465 | DNO - SP MANWEB(Scottish Power) | MACHYNLLETH | 33kV
MADS6 | MADDISON STREET 66KV |  | 2017-03-31 | 2958465 |  |  | Y | 2017-03-31 | RDB_APP | 2017-03-31 | RDB_APP | 2017-03-31 | 2958465 | DNO - NPG North East (Northen Power Grid) | MADDISON STREET | 66kV
MAEN1 | MAENTWROG 132KV |  | 2017-03-31 | 2958465 |  |  | Y | 2017-03-31 | RDB_APP | 2017-03-31 | RDB_APP | 2017-03-31 | 2958465 | DNO - SP MANWEB(Scottish Power) | MAENTWROG | 132kV
MAEN3 | MAENTWROG 33KV |  | 2017-03-31 | 2958465 |  |  | Y | 2017-03-31 | RDB_APP | 2017-03-31 | RDB_APP | 2017-03-31 | 2958465 | DNO - SP MANWEB(Scottish Power) | MAENTWROG | 33kV
MAES1 | MAESCWYH WINDFARM - CONNECTED TO YSTRADGYNLAIS 132KV |  | 2017-03-31 | 2958465 |  |  | Y | 2017-03-31 | RDB_APP | 2017-03-31 | RDB_APP | 2017-03-31 | 2958465 | DNO - WPD South Wales | MAESCWYH WINDFARM - CONNECTED TO YSTRADGYNLAIS 132KV | 132kV
MAGA2 | MARGAM 275KV |  | 2017-03-31 | 2958465 |  |  | Y | 2017-03-31 | RDB_APP | 2017-03-31 | RDB_APP | 2017-03-31 | 2958465 | TO - National Grid Electricity Transmission | MARGAM | 275kV
MAGA6 | MARGAM 66KV |  | 2017-03-31 | 2958465 |  |  | Y | 2017-03-31 | RDB_APP | 2017-03-31 | RDB_APP | 2017-03-31 | 2958465 | DNO - WPD South Wales | MARGAM | 66kV
MAGO1 | MAGOR 132KV |  | 2017-03-31 | 2958465 |  |  | Y | 2017-03-31 | RDB_APP | 2017-03-31 | RDB_APP | 2017-03-31 | 2958465 | DNO - WPD South Wales | MAGOR | 132kV
MAGO5 | MAGOR 11KV |  | 2017-03-31 | 2958465 |  |  | Y | 2017-03-31 | RDB_APP | 2017-03-31 | RDB_APP | 2017-03-31 | 2958465 | DNO - WPD South Wales | MAGOR | 11kV
MAHI1 | MARK'S HILL 132KV |  | 2017-03-31 | 2958465 |  |  | Y | 2017-03-31 | RDB_APP | 2017-03-31 | RDB_APP | 2017-03-31 | 2958465 | TO - Scottish Power Transmission Ltd | MARK'S HILL | 132kV
MAHI2 | MARK'S HILL 275KV |  | 2017-03-31 | 2958465 | AUCH2 |  | Y | 2017-03-31 | RDB_APP | 2017-03-31 | RDB_APP | 2017-03-31 | 2958465 | TO - Scottish Power Transmission Ltd | MARK'S HILL | 275kV
MAHI3 | MARK'S HILL 33KV |  | 2017-03-31 | 2958465 | MAHI2 |  | Y | 2017-03-31 | RDB_APP | 2017-03-31 | RDB_APP | 2017-03-31 | 2958465 | TO - Scottish Power Transmission Ltd | MARK'S HILL | 33kV
MAHI8 | MARK'S HILL 6.6KV |  | 2017-03-31 | 2958465 | MAHI3 |  | Y | 2017-03-31 | RDB_APP | 2017-03-31 | RDB_APP | 2017-03-31 | 2958465 | TO - Scottish Power Transmission Ltd | MARK'S HILL | 6.6kV
MAID1 | MAIDENHEAD 132KV |  | 2017-03-31 | 2958465 |  |  | Y | 2017-03-31 | RDB_APP | 2017-03-31 | RDB_APP | 2017-03-31 | 2958465 | DNO - SSE Southern | MAIDENHEAD | 132kV
MAID3 | MAIDENHEAD 33KV |  | 2017-03-31 | 2958465 |  |  | Y | 2017-03-31 | RDB_APP | 2017-03-31 | RDB_APP | 2017-03-31 | 2958465 | DNO - SSE Southern | MAIDENHEAD | 33kV
MALD1 | MALDON 132KV |  | 2017-03-31 | 2958465 |  |  | Y | 2017-03-31 | RDB_APP | 2017-03-31 | RDB_APP | 2017-03-31 | 2958465 | DNO - UK Power Networks Eastern | MALDON | 132kV
MALD3 | MALDON 33KV |  | 2017-03-31 | 2958465 |  |  | Y | 2017-03-31 | RDB_APP | 2017-03-31 | RDB_APP | 2017-03-31 | 2958465 | DNO - UK Power Networks Eastern | MALDON | 33kV
MALT1 | MALTON 132KV |  | 2017-03-31 | 2958465 |  |  | Y | 2017-03-31 | RDB_APP | 2017-03-31 | RDB_APP | 2017-03-31 | 2958465 | DNO - NPG North East (Northen Power Grid) | MALTON | 132kV
MALT6 | MALTON 66KV |  | 2017-03-31 | 2958465 |  |  | Y | 2017-03-31 | RDB_APP | 2017-03-31 | RDB_APP | 2017-03-31 | 2958465 | DNO - NPG North East (Northen Power Grid) | MALTON | 66kV
MALV1 | MALVERN 132KV |  | 2017-03-31 | 2958465 |  |  | Y | 2017-03-31 | RDB_APP | 2017-03-31 | RDB_APP | 2017-03-31 | 2958465 | DNO - WPD West Midlands | MALVERN | 132kV
MALV5 | MALVERN 11KV |  | 2017-03-31 | 2958465 |  |  | Y | 2017-03-31 | RDB_APP | 2017-03-31 | RDB_APP | 2017-03-31 | 2958465 | DNO - WPD West Midlands | MALVERN | 11kV
MANN1 | MANNINGTON 132KV |  | 2017-03-31 | 2958465 |  |  | Y | 2017-03-31 | RDB_APP | 2017-03-31 | RDB_APP | 2017-03-31 | 2958465 | TO - National Grid Electricity Transmission | MANNINGTON | 132kV
MANN3 | MANNINGTON 33KV |  | 2017-03-31 | 2958465 |  |  | Y | 2017-03-31 | RDB_APP | 2017-03-31 | RDB_APP | 2017-03-31 | 2958465 | DNO - SSE Southern | MANNINGTON | 33kV
MANN4 | MANNINGTON 400KV |  | 2017-03-31 | 2958465 |  |  | Y | 2017-03-31 | RDB_APP | 2017-03-31 | RDB_APP | 2017-03-31 | 2958465 | TO - National Grid Electricity Transmission | MANNINGTON | 400kV
MANN4G | MANNINGTON 400KV |  | 2017-03-31 | 2958465 |  |  | Y | 2017-03-31 | RDB_APP | 2017-03-31 | RDB_APP | 2017-03-31 | 2958465 | TO - National Grid Electricity Transmission | MANNINGTON | 400kV
MANN8 | MANNINGTON 6.6KV |  | 2017-03-31 | 2958465 |  |  | Y | 2017-03-31 | RDB_APP | 2017-03-31 | RDB_APP | 2017-03-31 | 2958465 | TO - National Grid Electricity Transmission | MANNINGTON | 6.6kV
MANS1 | MANSFIELD 132KV |  | 2017-03-31 | 2958465 |  |  | Y | 2017-03-31 | RDB_APP | 2017-03-31 | RDB_APP | 2017-03-31 | 2958465 | DNO - WPD East Midlands | MANSFIELD | 132kV
MANS3 | MANSFIELD 33KV |  | 2017-03-31 | 2958465 |  |  | Y | 2017-03-31 | RDB_APP | 2017-03-31 | RDB_APP | 2017-03-31 | 2958465 | DNO - WPD East Midlands | MANSFIELD | 33kV
MANS4 | MANSFIELD 400KV |  | 2017-03-31 | 2958465 |  |  | Y | 2017-03-31 | RDB_APP | 2017-03-31 | RDB_APP | 2017-03-31 | 2958465 | TO - National Grid Electricity Transmission | MANSFIELD | 400kV
MAON1 | MARSTON 132KV |  | 2017-03-31 | 2958465 |  |  | Y | 2017-03-31 | RDB_APP | 2017-03-31 | RDB_APP | 2017-03-31 | 2958465 | DNO - UK Power Networks Eastern | MARSTON | 132kV
MAON3 | MARSTON 33KV |  | 2017-03-31 | 2958465 |  |  | Y | 2017-03-31 | RDB_APP | 2017-03-31 | RDB_APP | 2017-03-31 | 2958465 | DNO - UK Power Networks Eastern | MARSTON | 33kV
2001-03-01 | MARCH 132KV |  | 2017-03-31 | 2958465 |  |  | Y | 2017-03-31 | RDB_APP | 2017-03-31 | RDB_APP | 2017-03-31 | 2958465 | DNO - UK Power Networks Eastern | MARCH | 132kV
MARG1 | MARGREE 132KV |  | 2017-03-31 | 2958465 | BLCW1 |  | Y | 2017-03-31 | RDB_APP | 2017-03-31 | RDB_APP | 2017-03-31 | 2958465 | Unknown | MARGREE | 132kV
MARG3 | MARGREE 33KV |  | 2017-03-31 | 2958465 | MARG1 |  | Y | 2017-03-31 | RDB_APP | 2017-03-31 | RDB_APP | 2017-03-31 | 2958465 | Unknown | MARGREE | 33kV
MARH1 | MARKET HARBOROUGH 132KV |  | 2017-03-31 | 2958465 |  |  | Y | 2017-03-31 | RDB_APP | 2017-03-31 | RDB_APP | 2017-03-31 | 2958465 | DNO - WPD West Midlands | MARKET HARBOROUGH | 132kV
MARH5 | MARKET HARBOROUGH 11KV |  | 2017-03-31 | 2958465 |  |  | Y | 2017-03-31 | RDB_APP | 2017-03-31 | RDB_APP | 2017-03-31 | 2958465 | DNO - WPD West Midlands | MARKET HARBOROUGH | 11kV
MARK6 | MARKHAM GATE PRIMARY 66KV |  | 2017-03-31 | 2958465 |  |  | Y | 2017-03-31 | RDB_APP | 2017-03-31 | RDB_APP | 2017-03-31 | 2958465 | DNO - NPG Yorkshire (Northen Power Grid) | MARKHAM GATE PRIMARY | 66kV
MARM1 | MARSHALL MEADOWS 132KV |  | 2017-03-31 | 2958465 |  |  | Y | 2017-03-31 | RDB_APP | 2017-03-31 | RDB_APP | 2017-03-31 | 2958465 | TO - Scottish Power Transmission Ltd | MARSHALL MEADOWS | 132kV
MARM2 | MARSHALL MEADOWS 275KV |  | 2017-03-31 | 2958465 |  |  | Y | 2017-03-31 | RDB_APP | 2017-03-31 | RDB_APP | 2017-03-31 | 2958465 | TO - Scottish Power Transmission Ltd | MARSHALL MEADOWS | 275kV
MARM7 | MARSHALL MEADOWS 25KV |  | 2017-03-31 | 2958465 |  |  | Y | 2017-03-31 | RDB_APP | 2017-03-31 | RDB_APP | 2017-03-31 | 2958465 | TO - Scottish Power Transmission Ltd | MARSHALL MEADOWS | 22kV
MAST1 | MAIDSTONE 132KV |  | 2017-03-31 | 2958465 |  |  | Y | 2017-03-31 | RDB_APP | 2017-03-31 | RDB_APP | 2017-03-31 | 2958465 | DNO - UK Power Networks South East | MAIDSTONE | 132kV
MAST3 | MAIDSTONE 33KV |  | 2017-03-31 | 2958465 |  |  | Y | 2017-03-31 | RDB_APP | 2017-03-31 | RDB_APP | 2017-03-31 | 2958465 | DNO - UK Power Networks South East | MAIDSTONE | 33kV
MAST5 | MAIDSTONE 11KV |  | 2017-03-31 | 2958465 |  |  | Y | 2017-03-31 | RDB_APP | 2017-03-31 | RDB_APP | 2017-03-31 | 2958465 | DNO - UK Power Networks South East | MAIDSTONE | 11kV
MAWI1 | MARCHWIEL 132KV |  | 2017-03-31 | 2958465 |  |  | Y | 2017-03-31 | RDB_APP | 2017-03-31 | RDB_APP | 2017-03-31 | 2958465 | DNO - SP MANWEB(Scottish Power) | MARCHWIEL | 132kV
MAWI3 | MARCHWIEL 33KV |  | 2017-03-31 | 2958465 |  |  | Y | 2017-03-31 | RDB_APP | 2017-03-31 | RDB_APP | 2017-03-31 | 2958465 | DNO - SP MANWEB(Scottish Power) | MARCHWIEL | 33kV
MAWO1 | MARCHWOOD 132KV |  | 2017-03-31 | 2958465 |  |  | Y | 2017-03-31 | RDB_APP | 2017-03-31 | RDB_APP | 2017-03-31 | 2958465 | DNO - SSE Southern | MARCHWOOD | 132kV
MAWO4 | MARCHWOOD 400KV |  | 2017-03-31 | 2958465 |  |  | Y | 2017-03-31 | RDB_APP | 2017-03-31 | RDB_APP | 2017-03-31 | 2958465 | TO - National Grid Electricity Transmission | MARCHWOOD | 400kV
MAWO5 | MARCHWOOD 11KV |  | 2017-03-31 | 2958465 |  |  | Y | 2017-03-31 | RDB_APP | 2017-03-31 | RDB_APP | 2017-03-31 | 2958465 | DNO - SSE Southern | MARCHWOOD | 11kV
MAWO8 | MARCHWOOD 6.6KV |  | 2017-03-31 | 2958465 |  |  | Y | 2017-03-31 | RDB_APP | 2017-03-31 | RDB_APP | 2017-03-31 | 2958465 | TO - National Grid Electricity Transmission | MARCHWOOD | 6.6kV
MAYB1 | MAYBOLE 132KV |  | 2017-03-31 | 2958465 | COYT1 |  | Y | 2017-03-31 | RDB_APP | 2017-03-31 | RDB_APP | 2017-03-31 | 2958465 | TO - Scottish Power Transmission Ltd | MAYBOLE | 132kV
MAYB1T | MAYBOLE 132KV |  | 2017-03-31 | 2958465 |  |  | Y | 2017-03-31 | RDB_APP | 2017-03-31 | RDB_APP | 2017-03-31 | 2958465 | TO - Scottish Power Transmission Ltd | MAYBOLE | 132kV
MAYB3 | MAYBOLE 33KV |  | 2017-03-31 | 2958465 | MAYB1 |  | Y | 2017-03-31 | RDB_APP | 2017-03-31 | RDB_APP | 2017-03-31 | 2958465 | TO - Scottish Power Transmission Ltd | MAYBOLE | 33kV
MAYT1 | MAYBOLE TEE 132KV |  | 2017-03-31 | 2958465 | COYL1 |  | Y | 2017-03-31 | RDB_APP | 2017-03-31 | RDB_APP | 2017-03-31 | 2958465 | TO - Scottish Power Transmission Ltd | MAYBOLE TEE | 132kV
MDHC3 | MERSEY DOCKS HC 33KV |  | 2017-03-31 | 2958465 |  |  | Y | 2017-03-31 | RDB_APP | 2017-03-31 | RDB_APP | 2017-03-31 | 2958465 | DNO - SP MANWEB(Scottish Power) | MERSEY DOCKS HC | 33kV
MEAD1 | MEADOWHEAD 132KV |  | 2017-03-31 | 2958465 | KILS1 |  | Y | 2017-03-31 | RDB_APP | 2017-03-31 | RDB_APP | 2017-03-31 | 2958465 | TO - Scottish Power Transmission Ltd | MEADOWHEAD | 132kV
MEAD5 | MEADOWHEAD 11KV |  | 2017-03-31 | 2958465 | MEAD1 |  | Y | 2017-03-31 | RDB_APP | 2017-03-31 | RDB_APP | 2017-03-31 | 2958465 | TO - Scottish Power Transmission Ltd | MEADOWHEAD | 11kV
MEDB4 | MEDBURN TEE B 400KV |  | 2017-03-31 | 2958465 |  |  | Y | 2017-03-31 | RDB_APP | 2017-03-31 | RDB_APP | 2017-03-31 | 2958465 | TO - National Grid Electricity Transmission | MEDBURN TEE B | 400kV
MEDB4A | MEDBURN TEE B 400KV |  | 2017-03-31 | 2958465 |  |  | Y | 2017-03-31 | RDB_APP | 2017-03-31 | RDB_APP | 2017-03-31 | 2958465 | TO - National Grid Electricity Transmission | MEDBURN TEE B | 400kV
MEDB4B | MEDBURN TEE B 400KV |  | 2017-03-31 | 2958465 |  |  | Y | 2017-03-31 | RDB_APP | 2017-03-31 | RDB_APP | 2017-03-31 | 2958465 | TO - National Grid Electricity Transmission | MEDBURN TEE B | 400kV
MEDW1 | MEDWAY 132KV |  | 2017-03-31 | 2958465 |  |  | Y | 2017-03-31 | RDB_APP | 2017-03-31 | RDB_APP | 2017-03-31 | 2958465 | DNO - UK Power Networks South East | MEDWAY | 132kV
MEDW3 | MEDWAY 33KV |  | 2017-03-31 | 2958465 |  |  | Y | 2017-03-31 | RDB_APP | 2017-03-31 | RDB_APP | 2017-03-31 | 2958465 | DNO - UK Power Networks South East | MEDWAY | 33kV
MEDW4 | MEDWAY 400KV |  | 2017-03-31 | 2958465 |  |  | Y | 2017-03-31 | RDB_APP | 2017-03-31 | RDB_APP | 2017-03-31 | 2958465 | TO - National Grid Electricity Transmission | MEDWAY | 400kV
MEDW8 | MEDWAY 6.6KV |  | 2017-03-31 | 2958465 |  |  | Y | 2017-03-31 | RDB_APP | 2017-03-31 | RDB_APP | 2017-03-31 | 2958465 | TO - National Grid Electricity Transmission | MEDWAY | 6.6kV
MEFB1 | MEAFORD 132KV |  | 2017-03-31 | 2958465 |  |  | Y | 2017-03-31 | RDB_APP | 2017-03-31 | RDB_APP | 2017-03-31 | 2958465 | DNO - WPD West Midlands | MEAFORD | 132kV
MEFC1 | MEAFORD 'C' 132KV |  | 2017-03-31 | 2958465 |  |  | Y | 2017-03-31 | RDB_APP | 2017-03-31 | RDB_APP | 2017-03-31 | 2958465 | DNO - WPD West Midlands | MEAFORD 'C' | 132kV
MEFC3 | MEAFORD 'C' 33KV |  | 2017-03-31 | 2958465 |  |  | Y | 2017-03-31 | RDB_APP | 2017-03-31 | RDB_APP | 2017-03-31 | 2958465 | DNO - WPD West Midlands | MEAFORD 'C' | 33kV
MEIK3 | MEIKLETON WINDFARM ( KEITH) 33KV |  | 2017-03-31 | 2958465 |  |  | Y | 2017-03-31 | RDB_APP | 2017-03-31 | RDB_APP | 2017-03-31 | 2958465 | PS - SSE Generation Limited | MEIKLETON WINDFARM ( KEITH) | 33kV
MELB1 | MELBOURN 132KV |  | 2017-03-31 | 2958465 |  |  | Y | 2017-03-31 | RDB_APP | 2017-03-31 | RDB_APP | 2017-03-31 | 2958465 | DNO - UK Power Networks Eastern | MELBOURN | 132kV
MELB3 | MELBOURN 33KV |  | 2017-03-31 | 2958465 |  |  | Y | 2017-03-31 | RDB_APP | 2017-03-31 | RDB_APP | 2017-03-31 | 2958465 | DNO - UK Power Networks Eastern | MELBOURN | 33kV
MELG1 | MELGARVE SUBSTATION 132KV |  | 2017-03-31 | 2958465 | MELG1 |  | Y | 2017-03-31 | RDB_APP | 2017-03-31 | RDB_APP | 2017-03-31 | 2958465 | Unknown | MELGARVE SUBSTATION | 132kV
MELG3 | MELGARVE SUBSTATION 33KV |  | 2017-03-31 | 2958465 |  |  | Y | 2017-03-31 | RDB_APP | 2017-03-31 | RDB_APP | 2017-03-31 | 2958465 | Unknown | MELGARVE SUBSTATION | 33kV
MELG4 | MELGARVE SUBSTATION 400KV |  | 2017-03-31 | 2958465 | DENN4 |  | Y | 2017-03-31 | RDB_APP | 2017-03-31 | RDB_APP | 2017-03-31 | 2958465 | TO - Scottish Hydro Electric Transmission Ltd | MELGARVE SUBSTATION | 400kV
MELK1 | MELKSHAM 132KV |  | 2017-03-31 | 2958465 |  |  | Y | 2017-03-31 | RDB_APP | 2017-03-31 | RDB_APP | 2017-03-31 | 2958465 | TO - National Grid Electricity Transmission | MELKSHAM | 132kV
MELK2 | MELKSHAM 275KV |  | 2017-03-31 | 2958465 |  |  | Y | 2017-03-31 | RDB_APP | 2017-03-31 | RDB_APP | 2017-03-31 | 2958465 | TO - National Grid Electricity Transmission | MELKSHAM | 275kV
MELK3R | MELKSHAM 33KV |  | 2017-03-31 | 2958465 |  |  | Y | 2017-03-31 | RDB_APP | 2017-03-31 | RDB_APP | 2017-03-31 | 2958465 | Unknown | MELKSHAM | 33kV
MELK4 | MELKSHAM 400KV |  | 2017-03-31 | 2958465 |  |  | Y | 2017-03-31 | RDB_APP | 2017-03-31 | RDB_APP | 2017-03-31 | 2958465 | TO - National Grid Electricity Transmission | MELKSHAM | 400kV
MELK8 | MELKSHAM 6.6KV |  | 2017-03-31 | 2958465 |  |  | Y | 2017-03-31 | RDB_APP | 2017-03-31 | RDB_APP | 2017-03-31 | 2958465 | Unknown | MELKSHAM | 6.6kV
MELM1 | MELTON MOWBRAY 132KV |  | 2017-03-31 | 2958465 |  |  | Y | 2017-03-31 | RDB_APP | 2017-03-31 | RDB_APP | 2017-03-31 | 2958465 | DNO - WPD East Midlands | MELTON MOWBRAY | 132kV
MELM3 | MELTON MOWBRAY 33KV |  | 2017-03-31 | 2958465 |  |  | Y | 2017-03-31 | RDB_APP | 2017-03-31 | RDB_APP | 2017-03-31 | 2958465 | DNO - WPD East Midlands | MELTON MOWBRAY | 33kV
MELR1 | MELROSEGATE 132KV |  | 2017-03-31 | 2958465 |  |  | Y | 2017-03-31 | RDB_APP | 2017-03-31 | RDB_APP | 2017-03-31 | 2958465 | DNO - NPG North East (Northen Power Grid) | MELROSEGATE | 132kV
MELR3 | MELROSEGATE 33KV |  | 2017-03-31 | 2958465 |  |  | Y | 2017-03-31 | RDB_APP | 2017-03-31 | RDB_APP | 2017-03-31 | 2958465 | DNO - NPG North East (Northen Power Grid) | MELROSEGATE | 33kV
MENS1 | MENSTON 132KV |  | 2017-03-31 | 2958465 |  |  | Y | 2017-03-31 | RDB_APP | 2017-03-31 | RDB_APP | 2017-03-31 | 2958465 | DNO - NPG Yorkshire (Northen Power Grid) | MENSTON | 132kV
MERE1 | MERTHYR 132KV |  | 2017-03-31 | 2958465 |  |  | Y | 2017-03-31 | RDB_APP | 2017-03-31 | RDB_APP | 2017-03-31 | 2958465 | DNO - WPD South Wales | MERTHYR | 132kV
MERE5 | MERTHYR 11KV |  | 2017-03-31 | 2958465 |  |  | Y | 2017-03-31 | RDB_APP | 2017-03-31 | RDB_APP | 2017-03-31 | 2958465 | DNO - WPD South Wales | MERTHYR | 11kV
MEXB6 | MEXBOROUGH 66KV |  | 2017-03-31 | 2958465 |  |  | Y | 2017-03-31 | RDB_APP | 2017-03-31 | RDB_APP | 2017-03-31 | 2958465 | DNO - NPG Yorkshire (Northen Power Grid) | MEXBOROUGH | 66kV
MIDD1 | MIDDLEMARSH 132KV |  | 2017-03-31 | 2958465 |  |  | Y | 2017-03-31 | RDB_APP | 2017-03-31 | RDB_APP | 2017-03-31 | 2958465 | DNO - WPD East Midlands | MIDDLEMARSH | 132kV
MIDL4 | MIDDLETON (ADJ TO HEYSHAM SUBSTATION) 400KV |  | 2017-03-31 | 2958465 |  |  | Y | 2017-03-31 | RDB_APP | 2017-03-31 | RDB_APP | 2017-03-31 | 2958465 | TO - National Grid Electricity Transmission | MIDDLETON (ADJ TO HEYSHAM SUBSTATION) | 400kV
MIFH1 | MILFORD HAVEN 132KV |  | 2017-03-31 | 2958465 |  |  | Y | 2017-03-31 | RDB_APP | 2017-03-31 | RDB_APP | 2017-03-31 | 2958465 | DNO - WPD South Wales | MILFORD HAVEN | 132kV
MIHW3 | MID HILL WINDFARM 33KV |  | 2017-03-31 | 2958465 | MIHW1 |  | Y | 2017-03-31 | RDB_APP | 2017-03-31 | RDB_APP | 2017-03-31 | 2958465 | PS - Fred Olsen Renewables Limited | MID HILL WINDFARM | 33kV
MIHW8 | MID HILL WINDFARM 6.6KV |  | 2017-03-31 | 2958465 | MIHW3 |  | Y | 2017-03-31 | RDB_APP | 2017-03-31 | RDB_APP | 2017-03-31 | 2958465 | PS - Fred Olsen Renewables Limited | MID HILL WINDFARM | 6.6kV
MILC1 | MILTON OF CRAIGIE 132KV |  | 2017-03-31 | 2958465 | CARP1 |  | Y | 2017-03-31 | RDB_APP | 2017-03-31 | RDB_APP | 2017-03-31 | 2958465 | TO - Scottish Hydro Electric Transmission Ltd | MILTON OF CRAIGIE | 132kV
MILC3 | MILTON OF CRAIGIE 33KV |  | 2017-03-31 | 2958465 | MILC1 |  | Y | 2017-03-31 | RDB_APP | 2017-03-31 | RDB_APP | 2017-03-31 | 2958465 | DNO - Scottish & Southern Energy DNO Scotland | MILTON OF CRAIGIE | 33kV
MILC5 | MILTON OF CRAIGIE 11KV |  | 2017-03-31 | 2958465 | MILC1 |  | Y | 2017-03-31 | RDB_APP | 2017-03-31 | RDB_APP | 2017-03-31 | 2958465 | DNO - Scottish & Southern Energy DNO Scotland | MILTON OF CRAIGIE | 11kV
MILD5 | MILDMAY (KH WALK) 11KV |  | 2017-03-31 | 2958465 |  |  | Y | 2017-03-31 | RDB_APP | 2017-03-31 | RDB_APP | 2017-03-31 | 2958465 | DNO - UK Power Networks Central | MILDMAY (KH WALK) | 11kV
MILD6 | MILDMAY (KH WALK) 66KV |  | 2017-03-31 | 2958465 |  |  | Y | 2017-03-31 | RDB_APP | 2017-03-31 | RDB_APP | 2017-03-31 | 2958465 | DNO - UK Power Networks Central | MILDMAY (KH WALK) | 66kV
MILE1 | MILEHOUSE 132KV |  | 2017-03-31 | 2958465 |  |  | Y | 2017-03-31 | RDB_APP | 2017-03-31 | RDB_APP | 2017-03-31 | 2958465 | DNO - WPD South West | MILEHOUSE | 132kV
MILE3 | MILEHOUSE 33KV |  | 2017-03-31 | 2958465 |  |  | Y | 2017-03-31 | RDB_APP | 2017-03-31 | RDB_APP | 2017-03-31 | 2958465 | DNO - WPD South West | MILEHOUSE | 33kV
MILH1 | MILL HILL 132KV |  | 2017-03-31 | 2958465 |  |  | Y | 2017-03-31 | RDB_APP | 2017-03-31 | RDB_APP | 2017-03-31 | 2958465 | TO - National Grid Electricity Transmission | MILL HILL | 132kV
MILH2 | MILL HILL 275KV |  | 2017-03-31 | 2958465 |  |  | Y | 2017-03-31 | RDB_APP | 2017-03-31 | RDB_APP | 2017-03-31 | 2958465 | TO - National Grid Electricity Transmission | MILL HILL | 275kV
MILL1 | MILLBROOK 132KV |  | 2017-03-31 | 2958465 | FAUG1 |  | Y | 2017-03-31 | RDB_APP | 2017-03-31 | RDB_APP | 2017-03-31 | 2958465 | DNO - SSE Southern | MILLBROOK | 132kV
MILT1 | MILTON 132KV |  | 2017-03-31 | 2958465 |  |  | Y | 2017-03-31 | RDB_APP | 2017-03-31 | RDB_APP | 2017-03-31 | 2958465 | DNO - UK Power Networks Eastern | MILTON | 132kV
MILT7 | MILTON 25KV |  | 2017-03-31 | 2958465 |  |  | Y | 2017-03-31 | RDB_APP | 2017-03-31 | RDB_APP | 2017-03-31 | 2958465 | DNO - UK Power Networks Eastern | MILTON | 22kV
MILW1 | MILLENNIUM WIND 132KV |  | 2017-03-31 | 2958465 | CEAN1 |  | Y | 2017-03-31 | RDB_APP | 2017-03-31 | RDB_APP | 2017-03-31 | 2958465 | TO - Scottish Hydro Electric Transmission Ltd | MILLENIUM WIND | 132kV
MILW1A | MILLENIUM WIND 132KV |  | 2017-03-31 | 2958465 |  |  | Y | 2017-03-31 | RDB_APP | 2017-03-31 | RDB_APP | 2017-03-31 | 2958465 | TO - Scottish Hydro Electric Transmission Ltd | MILLENIUM WIND | 132kV
MILW3 | MILLENNIUM WIND 33KV |  | 2017-03-31 | 2958465 | MILW1 |  | Y | 2017-03-31 | RDB_APP | 2017-03-31 | RDB_APP | 2017-03-31 | 2958465 | PS - Falck Renewables Limited | MILLENIUM WIND | 33kV
MINN3 | MINNYGAP WIND FARM 33kV |  | 2017-09-07 |  |  | Location created by JXJ at the request of Colin Jennings | Y | 2017-09-07 | Joaquin.Jimenez | 2017-09-07 | Geoff.Ray | 2017-09-07 |  | TO - Scottish Power Transmission Ltd | MINNYGAP WIND FARM | 33kV
MINS3 | MINSCA 33KV |  | 2017-03-31 | 2958465 |  |  | Y | 2017-03-31 | RDB_APP | 2017-03-31 | RDB_APP | 2017-03-31 | 2958465 | DNO - Scottish Power DNO Scotland | MINSCA | 33kV
MITY1 | MINETY 132KV |  | 2017-03-31 | 2958465 |  |  | Y | 2017-03-31 | RDB_APP | 2017-03-31 | RDB_APP | 2017-03-31 | 2958465 | TO - National Grid Electricity Transmission | MINETY | 132kV
MITY4 | MINETY 400KV |  | 2017-03-31 | 2958465 |  |  | Y | 2017-03-31 | RDB_APP | 2017-03-31 | RDB_APP | 2017-03-31 | 2958465 | TO - National Grid Electricity Transmission | MINETY | 400kV
MITY8 | MINETY 6.6KV |  | 2017-03-31 | 2958465 |  |  | Y | 2017-03-31 | RDB_APP | 2017-03-31 | RDB_APP | 2017-03-31 | 2958465 | Unknown | MINETY | 6.6kV
MODO4 | MOULSFORD DOWN 400KV |  | 2017-03-31 | 2958465 |  |  | Y | 2017-03-31 | RDB_APP | 2017-03-31 | RDB_APP | 2017-03-31 | 2958465 | TO - National Grid Electricity Transmission | MOULSFORD DOWN | 400kV
MOFF1 | MOFFAT 132KV |  | 2017-03-31 | 2958465 | MOFF1 |  | Y | 2017-03-31 | RDB_APP | 2017-03-31 | RDB_APP | 2017-03-31 | 2958465 | TO - Scottish Power Transmission Ltd | MOFFAT | 132kV
MOFF3 | MOFFAT 33kV |  | 2017-10-04 |  |  |  | Y | 2017-10-04 | Joaquin.Jimenez | 2017-10-04 | Geoff.Ray | 2017-10-04 |  | TO - Scottish Power Transmission Ltd | MOFFAT | 33kV
MOFF4 | MOFFAT 400KV |  | 2017-03-31 | 2958465 | ELVA4 |  | Y | 2017-03-31 | RDB_APP | 2017-03-31 | RDB_APP | 2017-03-31 | 2958465 | TO - Scottish Power Transmission Ltd | MOFFAT | 400kV
MONF2 | MONK FRYSTON 275KV |  | 2017-03-31 | 2958465 |  |  | Y | 2017-03-31 | RDB_APP | 2017-03-31 | RDB_APP | 2017-03-31 | 2958465 | TO - National Grid Electricity Transmission | MONK FRYSTON | 275kV
MONF2T | MONK FRYSTON 275KV |  | 2017-03-31 | 2958465 |  |  | Y | 2017-03-31 | RDB_APP | 2017-03-31 | RDB_APP | 2017-03-31 | 2958465 | TO - National Grid Electricity Transmission | MONK FRYSTON | 275kV
MONF4 | MONK FRYSTON 400KV |  | 2017-03-31 | 2958465 |  |  | Y | 2017-03-31 | RDB_APP | 2017-03-31 | RDB_APP | 2017-03-31 | 2958465 | TO - National Grid Electricity Transmission | MONK FRYSTON | 400kV
MONK1 | MONKTON 132KV |  | 2017-03-31 | 2958465 |  |  | Y | 2017-03-31 | RDB_APP | 2017-03-31 | RDB_APP | 2017-03-31 | 2958465 | DNO - UK Power Networks South East | MONKTON | 132kV
MONK5 | MONKTON 11KV |  | 2017-03-31 | 2958465 |  |  | Y | 2017-03-31 | RDB_APP | 2017-03-31 | RDB_APP | 2017-03-31 | 2958465 | DNO - UK Power Networks South East | MONKTON | 11kV
MONT1 | MONTPELLIER 132KV |  | 2017-03-31 | 2958465 |  |  | Y | 2017-03-31 | RDB_APP | 2017-03-31 | RDB_APP | 2017-03-31 | 2958465 | DNO - WPD West Midlands | MONTPELLIER | 132kV
MONT5 | MONTPELLIER 11KV |  | 2017-03-31 | 2958465 |  |  | Y | 2017-03-31 | RDB_APP | 2017-03-31 | RDB_APP | 2017-03-31 | 2958465 | DNO - WPD West Midlands | MONTPELLIER | 11kV
MOOR1 | MOORE 132KV |  | 2017-03-31 | 2958465 |  |  | Y | 2017-03-31 | RDB_APP | 2017-03-31 | RDB_APP | 2017-03-31 | 2958465 | DNO - SP MANWEB(Scottish Power) | MOORE | 132kV
MOOR3 | MOORE 33KV |  | 2017-03-31 | 2958465 |  |  | Y | 2017-03-31 | RDB_APP | 2017-03-31 | RDB_APP | 2017-03-31 | 2958465 | DNO - SP MANWEB(Scottish Power) | MOORE | 33kV
MORI1 | MORRISTON 132KV |  | 2017-03-31 | 2958465 |  |  | Y | 2017-03-31 | RDB_APP | 2017-03-31 | RDB_APP | 2017-03-31 | 2958465 | DNO - WPD South Wales | MORRISTON | 132kV
MORI1A | MORRISTON 132KV |  | 2017-03-31 | 2958465 |  |  | Y | 2017-03-31 | RDB_APP | 2017-03-31 | RDB_APP | 2017-03-31 | 2958465 | DNO - WPD South Wales | MORRISTON | 132kV
MORI5 | MORRISTON 11KV |  | 2017-03-31 | 2958465 |  |  | Y | 2017-03-31 | RDB_APP | 2017-03-31 | RDB_APP | 2017-03-31 | 2958465 | DNO - WPD South Wales | MORRISTON | 11kV
MORT1 | MORETON STREET 132KV |  | 2017-03-31 | 2958465 |  |  | Y | 2017-03-31 | RDB_APP | 2017-03-31 | RDB_APP | 2017-03-31 | 2958465 | DNO - UK Power Networks Central | MORETON STREET | 132kV
MORT5 | MORETON STREET 11KV |  | 2017-03-31 | 2958465 |  |  | Y | 2017-03-31 | RDB_APP | 2017-03-31 | RDB_APP | 2017-03-31 | 2958465 | DNO - UK Power Networks Central | MORETON STREET | 11kV
MOSE1 | MOSS MORRAN EAST 132KV |  | 2017-03-31 | 2958465 |  |  | Y | 2017-03-31 | RDB_APP | 2017-03-31 | RDB_APP | 2017-03-31 | 2958465 | Unknown | MOSS MORRAN EAST | 132kV
MOSE5 | MOSS MORRAN EAST 11KV |  | 2017-03-31 | 2958465 |  |  | Y | 2017-03-31 | RDB_APP | 2017-03-31 | RDB_APP | 2017-03-31 | 2958465 | Unknown | MOSS MORRAN EAST | 11kV
MOSH1 | MOSMORRAN SHELL 132KV |  | 2017-03-31 | 2958465 | MOSH1 |  | Y | 2017-03-31 | RDB_APP | 2017-03-31 | RDB_APP | 2017-03-31 | 2958465 | TO - Scottish Power Transmission Ltd | MOSMORRAN SHELL | 132kV
MOSH5 | MOSMORRAN SHELL 11KV |  | 2017-03-31 | 2958465 | MOSH1 |  | Y | 2017-03-31 | RDB_APP | 2017-03-31 | RDB_APP | 2017-03-31 | 2958465 | TO - Scottish Power Transmission Ltd | MOSMORRAN SHELL | 11kV
MOSM1 | MOSSMORRAN 132KV |  | 2017-03-31 | 2958465 | DUNF1 |  | Y | 2017-03-31 | RDB_APP | 2017-03-31 | RDB_APP | 2017-03-31 | 2958465 | TO - Scottish Power Transmission Ltd | MOSSMORRAN | 132kV
MOSM2 | MOSSMORRAN 275KV |  | 2017-03-31 | 2958465 | LOAN2 |  | Y | 2017-03-31 | RDB_APP | 2017-03-31 | RDB_APP | 2017-03-31 | 2958465 | TO - Scottish Power Transmission Ltd | MOSSMORRAN | 275kV
MOSM3 | MOSSMORRAN 33KV |  | 2017-03-31 | 2958465 | MOSM1 |  | Y | 2017-03-31 | RDB_APP | 2017-03-31 | RDB_APP | 2017-03-31 | 2958465 | TO - Scottish Power Transmission Ltd | MOSSMORRAN | 33kV
MOSM5 | MOSSMORRAN 11KV |  | 2017-03-31 | 2958465 | MOSM3 |  | Y | 2017-03-31 | RDB_APP | 2017-03-31 | RDB_APP | 2017-03-31 | 2958465 | TO - Scottish Power Transmission Ltd | MOSSMORRAN | 11kV
MOSR1 | MOSS ROAD 132KV |  | 2017-03-31 | 2958465 |  |  | Y | 2017-03-31 | RDB_APP | 2017-03-31 | RDB_APP | 2017-03-31 | 2958465 | DNO - NPG Yorkshire (Northen Power Grid) | MOSS ROAD | 132kV
MOSR3 | MOSS ROAD 33KV |  | 2017-03-31 | 2958465 |  |  | Y | 2017-03-31 | RDB_APP | 2017-03-31 | RDB_APP | 2017-03-31 | 2958465 | DNO - NPG Yorkshire (Northen Power Grid) | MOSS ROAD | 33kV
MOSS1 | MOSSFORD 132KV |  | 2017-03-31 | 2958465 | CORI1 |  | Y | 2017-03-31 | RDB_APP | 2017-03-31 | RDB_APP | 2017-03-31 | 2958465 | TO - Scottish Hydro Electric Transmission Ltd | MOSSFORD | 132kV
MOSS5 | MOSSFORD 11KV |  | 2017-03-31 | 2958465 | MOSS1 |  | Y | 2017-03-31 | RDB_APP | 2017-03-31 | RDB_APP | 2017-03-31 | 2958465 | DNO - Scottish & Southern Energy DNO Scotland | MOSSFORD | 11kV
MOSW3 | MOSS MORRAN WEST 33KV |  | 2017-03-31 | 2958465 | EXON3 |  | Y | 2017-03-31 | RDB_APP | 2017-03-31 | RDB_APP | 2017-03-31 | 2958465 | TO - Scottish Power Transmission Ltd | MOSS MORRAN WEST | 33kV
MOSW5 | MOSS MORRAN WEST 11KV |  | 2017-03-31 | 2958465 |  |  | Y | 2017-03-31 | RDB_APP | 2017-03-31 | RDB_APP | 2017-03-31 | 2958465 | TO - Scottish Power Transmission Ltd | MOSS MORRAN WEST | 11kV
MOSX6 | MOSCOW RD 22 66KV |  | 2017-03-31 | 2958465 |  |  | Y | 2017-03-31 | RDB_APP | 2017-03-31 | RDB_APP | 2017-03-31 | 2958465 | DNO - UK Power Networks Central | MOSCOW RD 22 | 66kV
MOSX7 | MOSCOW RD 22 22KV |  | 2017-03-31 | 2958465 |  |  | Y | 2017-03-31 | RDB_APP | 2017-03-31 | RDB_APP | 2017-03-31 | 2958465 | DNO - UK Power Networks Central | MOSCOW RD 22 | 22kV
MOTA1 | MOULTAIVE 132KV |  | 2017-03-31 | 2958465 | ALNE1 |  | Y | 2017-03-31 | RDB_APP | 2017-03-31 | RDB_APP | 2017-03-31 | 2958465 | TO - Scottish Hydro Electric Transmission Ltd | MOULTAIVE | 132kV
MOTA1T | MOULTAIVE 132KV |  | 2017-03-31 | 2958465 |  |  | Y | 2017-03-31 | RDB_APP | 2017-03-31 | RDB_APP | 2017-03-31 | 2958465 | TO - Scottish Hydro Electric Transmission Ltd | MOULTAIVE | 132kV
MOUA1 | MOUNTAIN ASH 132KV |  | 2017-03-31 | 2958465 |  |  | Y | 2017-03-31 | RDB_APP | 2017-03-31 | RDB_APP | 2017-03-31 | 2958465 | DNO - WPD South Wales | MOUNTAIN ASH | 132kV
MOUA3 | MOUNTAIN ASH 33KV |  | 2017-03-31 | 2958465 |  |  | Y | 2017-03-31 | RDB_APP | 2017-03-31 | RDB_APP | 2017-03-31 | 2958465 | DNO - WPD South Wales | MOUNTAIN ASH | 33kV
MOUL1 | MOULESCOOMB 132KV |  | 2017-03-31 | 2958465 |  |  | Y | 2017-03-31 | RDB_APP | 2017-03-31 | RDB_APP | 2017-03-31 | 2958465 | DNO - UK Power Networks South East | MOULESCOOMB | 132kV
MOUL3 | MOULESCOOMB 33KV |  | 2017-03-31 | 2958465 |  |  | Y | 2017-03-31 | RDB_APP | 2017-03-31 | RDB_APP | 2017-03-31 | 2958465 | DNO - UK Power Networks South East | MOULESCOOMB | 33kV
MOUR3 | MOUNT ROAD 33KV |  | 2017-03-31 | 2958465 |  |  | Y | 2017-03-31 | RDB_APP | 2017-03-31 | RDB_APP | 2017-03-31 | 2958465 | DNO - NPG North East (Northen Power Grid) | MOUNT ROAD | 33kV
MOUR5 | MOUNT ROAD 11KV |  | 2017-03-31 | 2958465 |  |  | Y | 2017-03-31 | RDB_APP | 2017-03-31 | RDB_APP | 2017-03-31 | 2958465 | DNO - NPG North East (Northen Power Grid) | MOUNT ROAD | 11kV
MOYLDC | MOYLE - NORTHERN IRELAND END INTERCONNEC DC |  | 2017-03-31 | 2958465 |  |  | Y | 2017-03-31 | RDB_APP | 2017-03-31 | RDB_APP | 2017-03-31 | 2958465 | TO - Scottish Power Transmission Ltd | MOYLE - NORTHERN IRELAND END | DC
MTRE1 | MANNINGTREE 132KV |  | 2017-03-31 | 2958465 |  |  | Y | 2017-03-31 | RDB_APP | 2017-03-31 | RDB_APP | 2017-03-31 | 2958465 | DNO - UK Power Networks Eastern | MANNINGTREE | 132kV
MTRE7 | MANNINGTREE 25KV |  | 2017-03-31 | 2958465 |  |  | Y | 2017-03-31 | RDB_APP | 2017-03-31 | RDB_APP | 2017-03-31 | 2958465 | DNO - UK Power Networks Eastern | MANNINGTREE | 22kV
MULL3 | MULLARDOCH 33KV |  | 2017-03-31 | 2958465 | FASN3 |  | Y | 2017-03-31 | RDB_APP | 2017-03-31 | RDB_APP | 2017-03-31 | 2958465 | DNO - Scottish & Southern Energy DNO Scotland | MULLARDOCH | 33kV
MULL8 | MULLARDOCH 6.6KV |  | 2017-03-31 | 2958465 | FASN3 |  | Y | 2017-03-31 | RDB_APP | 2017-03-31 | RDB_APP | 2017-03-31 | 2958465 | DNO - Scottish & Southern Energy DNO Scotland | MULLARDOCH | 6.6kV
MYBS1 | MYBSTER 132KV |  | 2017-03-31 | 2958465 | BROR1 |  | Y | 2017-03-31 | RDB_APP | 2017-03-31 | RDB_APP | 2017-03-31 | 2958465 | TO - Scottish Hydro Electric Transmission Ltd | MYBSTER | 132kV
MYBS3 | MYBSTER 33KV |  | 2017-03-31 | 2958465 | MYBS1 |  | Y | 2017-03-31 | RDB_APP | 2017-03-31 | RDB_APP | 2017-03-31 | 2958465 | DNO - Scottish & Southern Energy DNO Scotland | MYBSTER | 33kV
MYND3 | MYNYDD CLOGGAU 33KV |  | 2017-03-31 | 2958465 |  |  | Y | 2017-03-31 | RDB_APP | 2017-03-31 | RDB_APP | 2017-03-31 | 2958465 | DNO - SP MANWEB(Scottish Power) | MYNYDD CLOGGAU | 33kV
MYNN3 | MYNYDD GORDDU W/F 33KV |  | 2017-03-31 | 2958465 |  |  | Y | 2017-03-31 | RDB_APP | 2017-03-31 | RDB_APP | 2017-03-31 | 2958465 | DNO - SP MANWEB(Scottish Power) | MYNYDD GORDDU W/F | 33kV
NAIR1 | NAIRN 132KV |  | 2017-03-31 | 2958465 | BEAU1 |  | Y | 2017-03-31 | RDB_APP | 2017-03-31 | RDB_APP | 2017-03-31 | 2958465 | TO - Scottish Hydro Electric Transmission Ltd | NAIRN | 132kV
NAIR3 | NAIRN 33KV |  | 2017-03-31 | 2958465 | NAIR1 |  | Y | 2017-03-31 | RDB_APP | 2017-03-31 | RDB_APP | 2017-03-31 | 2958465 | DNO - Scottish & Southern Energy DNO Scotland | NAIRN | 33kV
NAIR4 | NAIRN 400KV |  | 2017-03-31 | 2958465 | NAIR1 |  | Y | 2017-03-31 | RDB_APP | 2017-03-31 | RDB_APP | 2017-03-31 | 2958465 | DNO - Scottish & Southern Energy DNO Scotland | NAIRN | 400kV
NAME1 | NORTHAMPTON EAST 132KV |  | 2017-03-31 | 2958465 |  |  | Y | 2017-03-31 | RDB_APP | 2017-03-31 | RDB_APP | 2017-03-31 | 2958465 | DNO - WPD East Midlands | NORTHAMPTON EAST | 132kV
NAME3 | NORTHAMPTON EAST 33KV |  | 2017-03-31 | 2958465 |  |  | Y | 2017-03-31 | RDB_APP | 2017-03-31 | RDB_APP | 2017-03-31 | 2958465 | DNO - WPD East Midlands | NORTHAMPTON EAST | 33kV
NAMP1 | NORTHAMPTON 132KV |  | 2017-03-31 | 2958465 |  |  | Y | 2017-03-31 | RDB_APP | 2017-03-31 | RDB_APP | 2017-03-31 | 2958465 | DNO - WPD East Midlands | NORTHAMPTON | 132kV
NAMP3 | NORTHAMPTON 33KV |  | 2017-03-31 | 2958465 |  |  | Y | 2017-03-31 | RDB_APP | 2017-03-31 | RDB_APP | 2017-03-31 | 2958465 | DNO - WPD East Midlands | NORTHAMPTON | 33kV
NAMW1 | NORTHAMPTON WEST 132KV |  | 2017-03-31 | 2958465 |  |  | Y | 2017-03-31 | RDB_APP | 2017-03-31 | RDB_APP | 2017-03-31 | 2958465 | DNO - WPD East Midlands | NORTHAMPTON WEST | 132kV
NAMW3 | NORTHAMPTON WEST 33KV |  | 2017-03-31 | 2958465 |  |  | Y | 2017-03-31 | RDB_APP | 2017-03-31 | RDB_APP | 2017-03-31 | 2958465 | DNO - WPD East Midlands | NORTHAMPTON WEST | 33kV
NANG1 | NANTGARW 132KV |  | 2017-03-31 | 2958465 |  |  | Y | 2017-03-31 | RDB_APP | 2017-03-31 | RDB_APP | 2017-03-31 | 2958465 | DNO - WPD South Wales | NANTGARW | 132kV
NANG5 | NANTGARW 11KV |  | 2017-03-31 | 2958465 |  |  | Y | 2017-03-31 | RDB_APP | 2017-03-31 | RDB_APP | 2017-03-31 | 2958465 | DNO - WPD South Wales | NANTGARW | 11kV
NANT1 | NANT (LOCH NANT) 132KV |  | 2017-03-31 | 2958465 | KILC1 |  | Y | 2017-03-31 | RDB_APP | 2017-03-31 | RDB_APP | 2017-03-31 | 2958465 | TO - Scottish Hydro Electric Transmission Ltd | NANT (LOCH NANT) | 132kV
NANT5 | NANT (LOCH NANT) 11KV |  | 2017-03-31 | 2958465 | NANT1 |  | Y | 2017-03-31 | RDB_APP | 2017-03-31 | RDB_APP | 2017-03-31 | 2958465 | TO - Scottish Hydro Electric Transmission Ltd | NANT (LOCH NANT) | 11kV
NATL1 | NATLAND 132KV |  | 2017-03-31 | 2958465 |  |  | Y | 2017-03-31 | RDB_APP | 2017-03-31 | RDB_APP | 2017-03-31 | 2958465 | DNO - ENW (Electric North-West) | NATLAND | 132kV
NDRI3 | NORTH DRIVE 33KV |  | 2017-03-31 | 2958465 |  |  | Y | 2017-03-31 | RDB_APP | 2017-03-31 | RDB_APP | 2017-03-31 | 2958465 | DNO - UK Power Networks Eastern | NORTH DRIVE | 33kV
NDRI3A | NORTH DRIVE 33KV |  | 2017-03-31 | 2958465 |  |  | Y | 2017-03-31 | RDB_APP | 2017-03-31 | RDB_APP | 2017-03-31 | 2958465 | DNO - UK Power Networks Eastern | NORTH DRIVE | 33kV
NDRI3B | NORTH DRIVE 33KV |  | 2017-03-31 | 2958465 |  |  | Y | 2017-03-31 | RDB_APP | 2017-03-31 | RDB_APP | 2017-03-31 | 2958465 | DNO - UK Power Networks Eastern | NORTH DRIVE | 33kV
NEAN1 | NEART NA GAOITHE WIND FARM 132KV |  | 2017-03-31 | 2958465 | CRYB1 |  | Y | 2017-03-31 | RDB_APP | 2017-03-31 | RDB_APP | 2017-03-31 | 2958465 | PS - MAINSTREAM RENEWABLE POWER | NEART NA GAOITHE WIND FARM | 132kV
NEAR2 | NEWARTHILL 275KV |  | 2017-03-31 | 2958465 | BELL2 |  | Y | 2017-03-31 | RDB_APP | 2017-03-31 | RDB_APP | 2017-03-31 | 2958465 | TO - Scottish Power Transmission Ltd | NEWARTHILL | 275kV
NEAR3 | NEWARTHILL 33KV |  | 2017-03-31 | 2958465 | NEAR2 |  | Y | 2017-03-31 | RDB_APP | 2017-03-31 | RDB_APP | 2017-03-31 | 2958465 | TO - Scottish Power Transmission Ltd | NEWARTHILL | 33kV
NEAS1 | NEASDEN 132KV |  | 2017-03-31 | 2958465 |  |  | Y | 2017-03-31 | RDB_APP | 2017-03-31 | RDB_APP | 2017-03-31 | 2958465 | DNO - UK Power Networks Central | NEASDEN | 132kV
NEAS7 | NEASDEN 22KV |  | 2017-03-31 | 2958465 |  |  | Y | 2017-03-31 | RDB_APP | 2017-03-31 | RDB_APP | 2017-03-31 | 2958465 | DNO - UK Power Networks Central | NEASDEN | 22kV
NECE1 | NECHELLS EAST 132KV |  | 2017-03-31 | 2958465 |  |  | Y | 2017-03-31 | RDB_APP | 2017-03-31 | RDB_APP | 2017-03-31 | 2958465 | DNO - WPD East Midlands | NECHELLS EAST | 132kV
NECH1 | NECHELLS 132KV |  | 2017-03-31 | 2958465 |  |  | Y | 2017-03-31 | RDB_APP | 2017-03-31 | RDB_APP | 2017-03-31 | 2958465 | TO - National Grid Electricity Transmission | NECHELLS | 132kV
NECH2 | NECHELLS 275KV |  | 2017-03-31 | 2958465 |  |  | Y | 2017-03-31 | RDB_APP | 2017-03-31 | RDB_APP | 2017-03-31 | 2958465 | TO - National Grid Electricity Transmission | NECHELLS | 275kV
NECH5 | NECHELLS 11KV |  | 2017-03-31 | 2958465 |  |  | Y | 2017-03-31 | RDB_APP | 2017-03-31 | RDB_APP | 2017-03-31 | 2958465 | DNO - WPD West Midlands | NECHELLS | 11kV
NECH8 | NECHELLS 6.6KV |  | 2017-03-31 | 2958465 |  |  | Y | 2017-03-31 | RDB_APP | 2017-03-31 | RDB_APP | 2017-03-31 | 2958465 | Unknown | NECHELLS | 6.6kV
NECT4 | NECTON 400KV |  | 2017-03-31 | 2958465 |  |  | Y | 2017-03-31 | RDB_APP | 2017-03-31 | RDB_APP | 2017-03-31 | 2958465 | TO - National Grid Electricity Transmission | NECTON | 400kV
NECT4A | NECTON 400KV |  | 2017-03-31 | 2958465 |  |  | Y | 2017-03-31 | RDB_APP | 2017-03-31 | RDB_APP | 2017-03-31 | 2958465 | TO - National Grid Electricity Transmission | NECTON | 400kV
NECT4B | NECTON 400KV |  | 2017-03-31 | 2958465 |  |  | Y | 2017-03-31 | RDB_APP | 2017-03-31 | RDB_APP | 2017-03-31 | 2958465 | TO - National Grid Electricity Transmission | NECTON | 400kV
NECU1 | NEW CUMNOCK 132KV |  | 2017-03-31 | 2958465 | MARG1 |  | Y | 2017-03-31 | RDB_APP | 2017-03-31 | RDB_APP | 2017-03-31 | 2958465 | DNO - Scottish Power DNO Scotland | NEW CUMNOCK | 132kV
NECU1B | NEW CUMNOCK 132KV |  | 2017-03-31 | 2958465 |  |  | Y | 2017-03-31 | RDB_APP | 2017-03-31 | RDB_APP | 2017-03-31 | 2958465 | DNO - Scottish Power DNO Scotland | NEW CUMNOCK | 132kV
NECU2 | NEW CUMNOCK 275KV |  | 2017-03-31 | 2958465 | COYL2 |  | Y | 2017-03-31 | RDB_APP | 2017-03-31 | RDB_APP | 2017-03-31 | 2958465 | DNO - Scottish Power DNO Scotland | NEW CUMNOCK | 275kV
NECU2B | NEW CUMNOCK 275KV |  | 2017-03-31 | 2958465 |  |  | Y | 2017-03-31 | RDB_APP | 2017-03-31 | RDB_APP | 2017-03-31 | 2958465 | DNO - Scottish Power DNO Scotland | NEW CUMNOCK | 275kV
NEDE2 | NEW DEER 275kV |  | 2017-07-27 |  |  |  | Y | 2017-07-27 | feng.ding | 2017-07-27 | derek.young | 2017-07-27 |  | TO - Scottish Hydro Electric Transmission Ltd | NEW DEER | 275kV
NEEP2 | NEEPSEND 275KV |  | 2017-03-31 | 2958465 |  |  | Y | 2017-03-31 | RDB_APP | 2017-03-31 | RDB_APP | 2017-03-31 | 2958465 | TO - National Grid Electricity Transmission | NEEPSEND | 275kV
NEEP3 | NEEPSEND 33KV |  | 2017-03-31 | 2958465 |  |  | Y | 2017-03-31 | RDB_APP | 2017-03-31 | RDB_APP | 2017-03-31 | 2958465 | TO - National Grid Electricity Transmission | NEEPSEND | 33kV
NEEP4 | NEEPSEND 400KV |  | 2017-03-31 | 2958465 |  |  | Y | 2017-03-31 | RDB_APP | 2017-03-31 | RDB_APP | 2017-03-31 | 2958465 | TO - National Grid Electricity Transmission | NEEPSEND | 400kV
NEHA1 | NEWBURN HAUGH 132KV |  | 2017-03-31 | 2958465 |  |  | Y | 2017-03-31 | RDB_APP | 2017-03-31 | RDB_APP | 2017-03-31 | 2958465 | DNO - NPG North East (Northen Power Grid) | NEWBURN HAUGH | 132kV
NEHA5 | NEWBURN HAUGH 11KV |  | 2017-03-31 | 2958465 |  |  | Y | 2017-03-31 | RDB_APP | 2017-03-31 | RDB_APP | 2017-03-31 | 2958465 | DNO - NPG North East (Northen Power Grid) | NEWBURN HAUGH | 11kV
NEIL1 | NEILSTON 132KV |  | 2017-03-31 | 2958465 |  |  | Y | 2017-03-31 | RDB_APP | 2017-03-31 | RDB_APP | 2017-03-31 | 2958465 | TO - Scottish Power Transmission Ltd | NEILSTON | 132kV
NEIL1C | NEILSTON 132KV |  | 2017-03-31 | 2958465 |  |  | Y | 2017-03-31 | RDB_APP | 2017-03-31 | RDB_APP | 2017-03-31 | 2958465 | TO - Scottish Power Transmission Ltd | NEILSTON | 132kV
NEIL2 | NEILSTON 275KV |  | 2017-03-31 | 2958465 |  |  | Y | 2017-03-31 | RDB_APP | 2017-03-31 | RDB_APP | 2017-03-31 | 2958465 | TO - Scottish Power Transmission Ltd | NEILSTON | 275kV
NEIL2C | NEILSTON 275KV |  | 2017-03-31 | 2958465 |  |  | Y | 2017-03-31 | RDB_APP | 2017-03-31 | RDB_APP | 2017-03-31 | 2958465 | TO - Scottish Power Transmission Ltd | NEILSTON | 275kV
NEIL3 | NEILSTON 33KV |  | 2017-03-31 | 2958465 |  |  | Y | 2017-03-31 | RDB_APP | 2017-03-31 | RDB_APP | 2017-03-31 | 2958465 | TO - Scottish Power Transmission Ltd | NEILSTON | 33kV
NEIL4 | NEILSTON 400KV |  | 2017-03-31 | 2958465 |  |  | Y | 2017-03-31 | RDB_APP | 2017-03-31 | RDB_APP | 2017-03-31 | 2958465 | TO - Scottish Power Transmission Ltd | NEILSTON | 400kV
NEIW1 | NEILSTON WIND FARM 132KV |  | 2017-03-31 | 2958465 |  |  | Y | 2017-03-31 | RDB_APP | 2017-03-31 | RDB_APP | 2017-03-31 | 2958465 | PS - SCOTTISH POWER RENWABLES | NEILSTON WIND FARM | 132kV
NELS1 | NELSON 132KV |  | 2017-03-31 | 2958465 |  |  | Y | 2017-03-31 | RDB_APP | 2017-03-31 | RDB_APP | 2017-03-31 | 2958465 | DNO - ENW (Electric North-West) | NELSON | 132kV
NELS3 | NELSON 33KV |  | 2017-03-31 | 2958465 |  |  | Y | 2017-03-31 | RDB_APP | 2017-03-31 | RDB_APP | 2017-03-31 | 2958465 | DNO - ENW (Electric North-West) | NELSON | 33kV
NETC1 | NETLEY COMMON 132KV |  | 2017-03-31 | 2958465 |  |  | Y | 2017-03-31 | RDB_APP | 2017-03-31 | RDB_APP | 2017-03-31 | 2958465 | DNO - SSE Southern | NETLEY COMMON | 132kV
NETC3 | NETLEY COMMON 33KV |  | 2017-03-31 | 2958465 |  |  | Y | 2017-03-31 | RDB_APP | 2017-03-31 | RDB_APP | 2017-03-31 | 2958465 | DNO - SSE Southern | NETLEY COMMON | 33kV
NETS1 | NEWTON STEWART 132KV |  | 2017-03-31 | 2958465 | GLLE1 |  | Y | 2017-03-31 | RDB_APP | 2017-03-31 | RDB_APP | 2017-03-31 | 2958465 | TO - Scottish Power Transmission Ltd | NEWTON STEWART | 132kV
NETS3 | NEWTON STEWART 33KV |  | 2017-03-31 | 2958465 | GLLU3 |  | Y | 2017-03-31 | RDB_APP | 2017-03-31 | RDB_APP | 2017-03-31 | 2958465 | TO - Scottish Power Transmission Ltd | NEWTON STEWART | 33kV
NEVE1 | NEVEDON 132KV |  | 2017-03-31 | 2958465 |  |  | Y | 2017-03-31 | RDB_APP | 2017-03-31 | RDB_APP | 2017-03-31 | 2958465 | DNO - UK Power Networks Eastern | NEVEDON | 132kV
NEVE3 | NEVEDON 33KV |  | 2017-03-31 | 2958465 |  |  | Y | 2017-03-31 | RDB_APP | 2017-03-31 | RDB_APP | 2017-03-31 | 2958465 | DNO - UK Power Networks Eastern | NEVEDON | 33kV
NEWA1 | NEWTON ABBOT 132KV |  | 2017-03-31 | 2958465 |  |  | Y | 2017-03-31 | RDB_APP | 2017-03-31 | RDB_APP | 2017-03-31 | 2958465 | DNO - WPD South West | NEWTON ABBOT | 132kV
NEWA3 | NEWTON ABBOT 33KV |  | 2017-03-31 | 2958465 |  |  | Y | 2017-03-31 | RDB_APP | 2017-03-31 | RDB_APP | 2017-03-31 | 2958465 | DNO - WPD South West | NEWTON ABBOT | 33kV
NEWC1 | NEWCASTLE CABLE AND WIRELESS 132KV |  | 2017-03-31 | 2958465 |  |  | Y | 2017-03-31 | RDB_APP | 2017-03-31 | RDB_APP | 2017-03-31 | 2958465 | DNO - WPD West Midlands | NEWCASTLE CABLE AND WIRELESS | 132kV
NEWC3 | NEWCASTLE CABLE AND WIRELESS 33KV |  | 2017-03-31 | 2958465 |  |  | Y | 2017-03-31 | RDB_APP | 2017-03-31 | RDB_APP | 2017-03-31 | 2958465 | DNO - WPD West Midlands | NEWCASTLE CABLE AND WIRELESS | 33kV
NEWC5 | NEWCASTLE CABLE AND WIRELESS 11KV |  | 2017-03-31 | 2958465 |  |  | Y | 2017-03-31 | RDB_APP | 2017-03-31 | RDB_APP | 2017-03-31 | 2958465 | DNO - WPD West Midlands | NEWCASTLE CABLE AND WIRELESS | 11kV
NEWE1 | NEWPORT EAST 132KV |  | 2017-03-31 | 2958465 |  |  | Y | 2017-03-31 | RDB_APP | 2017-03-31 | RDB_APP | 2017-03-31 | 2958465 | DNO - WPD South Wales | NEWPORT EAST | 132kV
NEWE5 | NEWPORT EAST 11KV |  | 2017-03-31 | 2958465 |  |  | Y | 2017-03-31 | RDB_APP | 2017-03-31 | RDB_APP | 2017-03-31 | 2958465 | DNO - WPD South Wales | NEWPORT EAST | 11kV
NEWF1 | NEWFIELD WIND FARM 132KV |  | 2017-03-31 | 2958465 | EWEH1 |  | Y | 2017-03-31 | RDB_APP | 2017-03-31 | RDB_APP | 2017-03-31 | 2958465 | PS - WIND ENERGY | NEWFIELD WIND FARM | 132kV
NEWF3 | NEWFIELD WIND FARM 33KV |  | 2017-03-31 | 2958465 | NEWF1 |  | Y | 2017-03-31 | RDB_APP | 2017-03-31 | RDB_APP | 2017-03-31 | 2958465 | PS - WIND ENERGY | NEWFIELD WIND FARM | 33kV
NEWH1 | NEWHOUSE CABLE COMPOUND 132KV |  | 2017-03-31 | 2958465 |  |  | Y | 2017-03-31 | RDB_APP | 2017-03-31 | RDB_APP | 2017-03-31 | 2958465 | DNO - UK Power Networks South East | NEWHOUSE CABLE COMPOUND | 132kV
NEWH3 | NEWHOUSE CABLE COMPOUND 33KV |  | 2017-03-31 | 2958465 |  |  | Y | 2017-03-31 | RDB_APP | 2017-03-31 | RDB_APP | 2017-03-31 | 2958465 | DNO - UK Power Networks South East | NEWHOUSE CABLE COMPOUND | 33kV
NEWH4 | NEWHOUSE CABLE COMPOUND 400KV |  | 2017-03-31 | 2958465 |  |  | Y | 2017-03-31 | RDB_APP | 2017-03-31 | RDB_APP | 2017-03-31 | 2958465 | TO - National Grid Electricity Transmission | NEWHOUSE CABLE COMPOUND | 400kV
NEWK4 | NEWARK 400KV |  | 2017-03-31 | 2958465 |  |  | Y | 2017-03-31 | RDB_APP | 2017-03-31 | RDB_APP | 2017-03-31 | 2958465 | TO - National Grid Electricity Transmission | NEWARK | 400kV
NEWM1 | NEW MILLS 132KV |  | 2017-03-31 | 2958465 |  |  | Y | 2017-03-31 | RDB_APP | 2017-03-31 | RDB_APP | 2017-03-31 | 2958465 | DNO - SP MANWEB(Scottish Power) | NEW MILLS | 132kV
NEWM3 | NEW MILLS 33KV |  | 2017-03-31 | 2958465 |  |  | Y | 2017-03-31 | RDB_APP | 2017-03-31 | RDB_APP | 2017-03-31 | 2958465 | DNO - SP MANWEB(Scottish Power) | NEW MILLS | 33kV
NEWN1 | NEWTON NOYES AGI 132KV |  | 2017-03-31 | 2958465 |  |  | Y | 2017-03-31 | RDB_APP | 2017-03-31 | RDB_APP | 2017-03-31 | 2958465 | Unknown | NEWTON NOYES AGI | 132kV
NEWN3 | NEWTON NOYES AGI 33KV |  | 2017-03-31 | 2958465 |  |  | Y | 2017-03-31 | RDB_APP | 2017-03-31 | RDB_APP | 2017-03-31 | 2958465 | Unknown | NEWTON NOYES AGI | 33kV
NEWS1 | NEWPORT SOUTH 132KV |  | 2017-03-31 | 2958465 |  |  | Y | 2017-03-31 | RDB_APP | 2017-03-31 | RDB_APP | 2017-03-31 | 2958465 | DNO - WPD South Wales | NEWPORT SOUTH | 132kV
NEWS3 | NEWPORT SOUTH 33KV |  | 2017-03-31 | 2958465 |  |  | Y | 2017-03-31 | RDB_APP | 2017-03-31 | RDB_APP | 2017-03-31 | 2958465 | DNO - WPD South Wales | NEWPORT SOUTH | 33kV
NEWS5 | NEWPORT SOUTH 11KV |  | 2017-03-31 | 2958465 |  |  | Y | 2017-03-31 | RDB_APP | 2017-03-31 | RDB_APP | 2017-03-31 | 2958465 | DNO - WPD South Wales | NEWPORT SOUTH | 11kV
NEWT1 | NEWTOWN 132KV |  | 2017-03-31 | 2958465 |  |  | Y | 2017-03-31 | RDB_APP | 2017-03-31 | RDB_APP | 2017-03-31 | 2958465 | DNO - UK Power Networks Eastern | NEWTOWN | 132kV
NEWT3 | NEWTOWN 33KV |  | 2017-03-31 | 2958465 |  |  | Y | 2017-03-31 | RDB_APP | 2017-03-31 | RDB_APP | 2017-03-31 | 2958465 | DNO - UK Power Networks Eastern | NEWTOWN | 33kV
NEWW1 | NEWPORT WEST 132KV |  | 2017-03-31 | 2958465 |  |  | Y | 2017-03-31 | RDB_APP | 2017-03-31 | RDB_APP | 2017-03-31 | 2958465 | DNO - WPD South Wales | NEWPORT WEST | 132kV
NEWW1A | NEWPORT WEST 132KV |  | 2017-03-31 | 2958465 |  |  | Y | 2017-03-31 | RDB_APP | 2017-03-31 | RDB_APP | 2017-03-31 | 2958465 | DNO - WPD South Wales | NEWPORT WEST | 132kV
NEWW1B | NEWPORT WEST 132KV |  | 2017-03-31 | 2958465 |  |  | Y | 2017-03-31 | RDB_APP | 2017-03-31 | RDB_APP | 2017-03-31 | 2958465 | DNO - WPD South Wales | NEWPORT WEST | 132kV
NEWW1C | NEWPORT WEST 132KV |  | 2017-03-31 | 2958465 |  |  | Y | 2017-03-31 | RDB_APP | 2017-03-31 | RDB_APP | 2017-03-31 | 2958465 | DNO - WPD South Wales | NEWPORT WEST | 132kV
NEWW5 | NEWPORT WEST 11KV |  | 2017-03-31 | 2958465 |  |  | Y | 2017-03-31 | RDB_APP | 2017-03-31 | RDB_APP | 2017-03-31 | 2958465 | DNO - WPD South Wales | NEWPORT WEST | 11kV
NEWX1 | NEW CROSS 132KV |  | 2017-03-31 | 2958465 |  |  | Y | 2017-03-31 | RDB_APP | 2017-03-31 | RDB_APP | 2017-03-31 | 2958465 | TO - National Grid Electricity Transmission | NEW CROSS | 132kV
NEWX2 | NEW CROSS 275KV |  | 2017-03-31 | 2958465 |  |  | Y | 2017-03-31 | RDB_APP | 2017-03-31 | RDB_APP | 2017-03-31 | 2958465 | TO - National Grid Electricity Transmission | NEW CROSS | 275kV
NEWX2A | NEW CROSS 275KV |  | 2017-03-31 | 2958465 |  |  | Y | 2017-03-31 | RDB_APP | 2017-03-31 | RDB_APP | 2017-03-31 | 2958465 | TO - National Grid Electricity Transmission | NEW CROSS | 275kV
NEWX2B | NEW CROSS 275KV |  | 2017-03-31 | 2958465 |  |  | Y | 2017-03-31 | RDB_APP | 2017-03-31 | RDB_APP | 2017-03-31 | 2958465 | TO - National Grid Electricity Transmission | NEW CROSS | 275kV
NEWX3R | NEW CROSS 33KV |  | 2017-03-31 | 2958465 |  |  | Y | 2017-03-31 | RDB_APP | 2017-03-31 | RDB_APP | 2017-03-31 | 2958465 | Unknown | NEW CROSS | 33kV
NEWX6 | NEW CROSS 66KV |  | 2017-03-31 | 2958465 |  |  | Y | 2017-03-31 | RDB_APP | 2017-03-31 | RDB_APP | 2017-03-31 | 2958465 | TO - National Grid Electricity Transmission | NEW CROSS | 66kV
NFLE1 | NORTHFLEET EAST 132KV |  | 2017-03-31 | 2958465 |  |  | Y | 2017-03-31 | RDB_APP | 2017-03-31 | RDB_APP | 2017-03-31 | 2958465 | TO - National Grid Electricity Transmission | NORTHFLEET EAST | 132kV
NFLE3 | NORTHFLEET EAST 33KV |  | 2017-03-31 | 2958465 |  |  | Y | 2017-03-31 | RDB_APP | 2017-03-31 | RDB_APP | 2017-03-31 | 2958465 | DNO - UK Power Networks South East | NORTHFLEET EAST | 33kV
NFLE4 | NORTHFLEET EAST 400KV |  | 2017-03-31 | 2958465 |  |  | Y | 2017-03-31 | RDB_APP | 2017-03-31 | RDB_APP | 2017-03-31 | 2958465 | TO - National Grid Electricity Transmission | NORTHFLEET EAST | 400kV
NFLW1 | NORTHFLEET WEST 132KV |  | 2017-03-31 | 2958465 |  |  | Y | 2017-03-31 | RDB_APP | 2017-03-31 | RDB_APP | 2017-03-31 | 2958465 | DNO - UK Power Networks South East | NORTHFLEET WEST | 132kV
NFLW1A | NORTHFLEET WEST 132KV |  | 2017-03-31 | 2958465 |  |  | Y | 2017-03-31 | RDB_APP | 2017-03-31 | RDB_APP | 2017-03-31 | 2958465 | DNO - UK Power Networks South East | NORTHFLEET WEST | 132kV
NFLW1B | NORTHFLEET WEST 132KV |  | 2017-03-31 | 2958465 |  |  | Y | 2017-03-31 | RDB_APP | 2017-03-31 | RDB_APP | 2017-03-31 | 2958465 | DNO - UK Power Networks South East | NORTHFLEET WEST | 132kV
NFLW2 | NORTHFLEET WEST 275KV |  | 2017-03-31 | 2958465 |  |  | Y | 2017-03-31 | RDB_APP | 2017-03-31 | RDB_APP | 2017-03-31 | 2958465 | TO - National Grid Electricity Transmission | NORTHFLEET WEST | 275kV
NFLW4 | NORTHFLEET WEST 400KV |  | 2017-03-31 | 2958465 |  |  | Y | 2017-03-31 | RDB_APP | 2017-03-31 | RDB_APP | 2017-03-31 | 2958465 | TO - National Grid Electricity Transmission | NORTHFLEET WEST | 400kV
NHOY3 | NORTH HOYLE OFFSHORE WIND FARM 33KV |  | 2017-03-31 | 2958465 |  |  | Y | 2017-03-31 | RDB_APP | 2017-03-31 | RDB_APP | 2017-03-31 | 2958465 | PS - SCOTTISH POWER RENWABLES | NORTH HOYLE OFFSHORE WIND FARM | 33kV
NHYD2 | NORTH HYDE 275KV |  | 2017-03-31 | 2958465 |  |  | Y | 2017-03-31 | RDB_APP | 2017-03-31 | RDB_APP | 2017-03-31 | 2958465 | TO - National Grid Electricity Transmission | NORTH HYDE | 275kV
NHYD5 | NORTH HYDE 11KV |  | 2017-03-31 | 2958465 |  |  | Y | 2017-03-31 | RDB_APP | 2017-03-31 | RDB_APP | 2017-03-31 | 2958465 | DNO - SSE Southern | NORTH HYDE | 11kV
NHYD6 | NORTH HYDE 66KV |  | 2017-03-31 | 2958465 |  |  | Y | 2017-03-31 | RDB_APP | 2017-03-31 | RDB_APP | 2017-03-31 | 2958465 | TO - National Grid Electricity Transmission | NORTH HYDE | 66kV
NHYD7 | NORTH HYDE 22KV |  | 2017-03-31 | 2958465 |  |  | Y | 2017-03-31 | RDB_APP | 2017-03-31 | RDB_APP | 2017-03-31 | 2958465 | DNO - SSE Southern | NORTH HYDE | 22kV
NINF1 | NINFIELD 132KV |  | 2017-03-31 | 2958465 |  |  | Y | 2017-03-31 | RDB_APP | 2017-03-31 | RDB_APP | 2017-03-31 | 2958465 | TO - National Grid Electricity Transmission | NINFIELD | 132kV
NINF3 | NINFIELD 33KV |  | 2017-03-31 | 2958465 |  |  | Y | 2017-03-31 | RDB_APP | 2017-03-31 | RDB_APP | 2017-03-31 | 2958465 | DNO - UK Power Networks South East | NINFIELD | 33kV
NINF4 | NINFIELD 400KV |  | 2017-03-31 | 2958465 |  |  | Y | 2017-03-31 | RDB_APP | 2017-03-31 | RDB_APP | 2017-03-31 | 2958465 | TO - National Grid Electricity Transmission | NINFIELD | 400kV
NINF8 | NINFIELD 6.6KV |  | 2017-03-31 | 2958465 |  |  | Y | 2017-03-31 | RDB_APP | 2017-03-31 | RDB_APP | 2017-03-31 | 2958465 | TO - National Grid Electricity Transmission | NINFIELD | 6.6kV
NOGR1 | NORTH GREETWELL 132KV |  | 2017-03-31 | 2958465 |  |  | Y | 2017-03-31 | RDB_APP | 2017-03-31 | RDB_APP | 2017-03-31 | 2958465 | DNO - WPD East Midlands | NORTH GREETWELL | 132kV
NOHO5 | NORTHOLT 11KV |  | 2017-03-31 | 2958465 |  |  | Y | 2017-03-31 | RDB_APP | 2017-03-31 | RDB_APP | 2017-03-31 | 2958465 | DNO - SSE Southern | NORTHOLT | 11kV
NOHO6 | NORTHOLT 66KV |  | 2017-03-31 | 2958465 |  |  | Y | 2017-03-31 | RDB_APP | 2017-03-31 | RDB_APP | 2017-03-31 | 2958465 | DNO - SSE Southern | NORTHOLT | 66kV
NOMR1 | NORMAN ROAD 132KV |  | 2017-03-31 | 2958465 |  |  | Y | 2017-03-31 | RDB_APP | 2017-03-31 | RDB_APP | 2017-03-31 | 2958465 | DNO - UK Power Networks Central | NORMAN ROAD | 132kV
NORL2 | NORTON LEES 275KV |  | 2017-03-31 | 2958465 |  |  | Y | 2017-03-31 | RDB_APP | 2017-03-31 | RDB_APP | 2017-03-31 | 2958465 | TO - National Grid Electricity Transmission | NORTON LEES | 275kV
NORL3 | NORTON LEES 33KV |  | 2017-03-31 | 2958465 |  |  | Y | 2017-03-31 | RDB_APP | 2017-03-31 | RDB_APP | 2017-03-31 | 2958465 | TO - National Grid Electricity Transmission | NORTON LEES | 33kV
NORM1 | NORWICH MAIN 132KV |  | 2017-03-31 | 2958465 |  |  | Y | 2017-03-31 | RDB_APP | 2017-03-31 | RDB_APP | 2017-03-31 | 2958465 | Unknown | NORWICH MAIN | 132kV
NORM4 | NORWICH MAIN 400KV |  | 2017-03-31 | 2958465 |  |  | Y | 2017-03-31 | RDB_APP | 2017-03-31 | RDB_APP | 2017-03-31 | 2958465 | TO - National Grid Electricity Transmission | NORWICH MAIN | 400kV
NORR1 | NORRINGTON 132KV |  | 2017-03-31 | 2958465 |  |  | Y | 2017-03-31 | RDB_APP | 2017-03-31 | RDB_APP | 2017-03-31 | 2958465 | DNO - SSE Southern | NORRINGTON | 132kV
NORR3 | NORRINGTON 33KV |  | 2017-03-31 | 2958465 |  |  | Y | 2017-03-31 | RDB_APP | 2017-03-31 | RDB_APP | 2017-03-31 | 2958465 | DNO - SSE Southern | NORRINGTON | 33kV
NORT1 | NORTON 132KV |  | 2017-03-31 | 2958465 |  |  | Y | 2017-03-31 | RDB_APP | 2017-03-31 | RDB_APP | 2017-03-31 | 2958465 | TO - National Grid Electricity Transmission | NORTON | 132kV
NORT2 | NORTON 275KV |  | 2017-03-31 | 2958465 |  |  | Y | 2017-03-31 | RDB_APP | 2017-03-31 | RDB_APP | 2017-03-31 | 2958465 | TO - National Grid Electricity Transmission | NORTON | 275kV
NORT4 | NORTON 400KV |  | 2017-03-31 | 2958465 |  |  | Y | 2017-03-31 | RDB_APP | 2017-03-31 | RDB_APP | 2017-03-31 | 2958465 | TO - National Grid Electricity Transmission | NORTON | 400kV
NORT5 | NORTON 11KV |  | 2017-03-31 | 2958465 |  |  | Y | 2017-03-31 | RDB_APP | 2017-03-31 | RDB_APP | 2017-03-31 | 2958465 | DNO - NPG North East (Northen Power Grid) | NORTON | 11kV
NORT8 | NORTON 6.6KV |  | 2017-03-31 | 2958465 |  |  | Y | 2017-03-31 | RDB_APP | 2017-03-31 | RDB_APP | 2017-03-31 | 2958465 | Unknown | NORTON | 6.6kV
NORW1 | NORWICH 132KV |  | 2017-03-31 | 2958465 |  |  | Y | 2017-03-31 | RDB_APP | 2017-03-31 | RDB_APP | 2017-03-31 | 2958465 | TO - National Grid Electricity Transmission | NORWICH | 132kV
NORW4 | NORWICH 400KV |  | 2017-03-31 | 2958465 |  |  | Y | 2017-03-31 | RDB_APP | 2017-03-31 | RDB_APP | 2017-03-31 | 2958465 | TO - National Grid Electricity Transmission | NORWICH | 400kV
NORW7 | NORWICH 25KV |  | 2017-03-31 | 2958465 |  |  | Y | 2017-03-31 | RDB_APP | 2017-03-31 | RDB_APP | 2017-03-31 | 2958465 | DNO - UK Power Networks Eastern | NORWICH | 22kV
NOTE1 | NOTTINGHAM EAST 132KV |  | 2017-03-31 | 2958465 |  |  | Y | 2017-03-31 | RDB_APP | 2017-03-31 | RDB_APP | 2017-03-31 | 2958465 | DNO - WPD East Midlands | NOTTINGHAM EAST | 132kV
NOTE3 | NOTTINGHAM EAST 33KV |  | 2017-03-31 | 2958465 |  |  | Y | 2017-03-31 | RDB_APP | 2017-03-31 | RDB_APP | 2017-03-31 | 2958465 | DNO - WPD East Midlands | NOTTINGHAM EAST | 33kV
NOTH1 | NORWICH THORPE 132KV |  | 2017-03-31 | 2958465 |  |  | Y | 2017-03-31 | RDB_APP | 2017-03-31 | RDB_APP | 2017-03-31 | 2958465 | DNO - UK Power Networks Eastern | NORWICH THORPE | 132kV
NOTH3 | NORWICH THORPE 33KV |  | 2017-03-31 | 2958465 |  |  | Y | 2017-03-31 | RDB_APP | 2017-03-31 | RDB_APP | 2017-03-31 | 2958465 | DNO - UK Power Networks Eastern | NORWICH THORPE | 33kV
NOTH5 | NORWICH THORPE 11KV |  | 2017-03-31 | 2958465 |  |  | Y | 2017-03-31 | RDB_APP | 2017-03-31 | RDB_APP | 2017-03-31 | 2958465 | DNO - UK Power Networks Eastern | NORWICH THORPE | 11kV
NOTN1 | NOTTINGHAM NORTH 132KV |  | 2017-03-31 | 2958465 |  |  | Y | 2017-03-31 | RDB_APP | 2017-03-31 | RDB_APP | 2017-03-31 | 2958465 | DNO - WPD East Midlands | NOTTINGHAM NORTH | 132kV
NOTN3 | NOTTINGHAM NORTH 33KV |  | 2017-03-31 | 2958465 |  |  | Y | 2017-03-31 | RDB_APP | 2017-03-31 | RDB_APP | 2017-03-31 | 2958465 | DNO - WPD East Midlands | NOTTINGHAM NORTH | 33kV
NOTN5 | NOTTINGHAM NORTH 11KV |  | 2017-03-31 | 2958465 |  |  | Y | 2017-03-31 | RDB_APP | 2017-03-31 | RDB_APP | 2017-03-31 | 2958465 | DNO - WPD East Midlands | NOTTINGHAM NORTH | 11kV
NOTR1 | NORWICH TROWSE 132KV |  | 2017-03-31 | 2958465 |  |  | Y | 2017-03-31 | RDB_APP | 2017-03-31 | RDB_APP | 2017-03-31 | 2958465 | DNO - UK Power Networks Eastern | NORWICH TROWSE | 132kV
NOTR3 | NORWICH TROWSE 33KV |  | 2017-03-31 | 2958465 |  |  | Y | 2017-03-31 | RDB_APP | 2017-03-31 | RDB_APP | 2017-03-31 | 2958465 | DNO - UK Power Networks Eastern | NORWICH TROWSE | 33kV
NOTT1 | NOTTINGHAM EAST MIDLANDS ELECTRICITY 132KV |  | 2017-03-31 | 2958465 |  |  | Y | 2017-03-31 | RDB_APP | 2017-03-31 | RDB_APP | 2017-03-31 | 2958465 | DNO - WPD East Midlands | NOTTINGHAM EAST MIDLANDS ELECTRICITY | 132kV
NOTT3 | NOTTINGHAM EAST MIDLANDS ELECTRICITY 33KV |  | 2017-03-31 | 2958465 |  |  | Y | 2017-03-31 | RDB_APP | 2017-03-31 | RDB_APP | 2017-03-31 | 2958465 | DNO - WPD East Midlands | NOTTINGHAM EAST MIDLANDS ELECTRICITY | 33kV
NOVA3 | NOVAR 33KV |  | 2017-03-31 | 2958465 | NOVW3 |  | Y | 2017-03-31 | RDB_APP | 2017-03-31 | RDB_APP | 2017-03-31 | 2958465 | DNO - Scottish & Southern Energy DNO Scotland | NOVAR | 33kV
NTAW1 | NORTH TAWTON 132KV |  | 2017-03-31 | 2958465 |  |  | Y | 2017-03-31 | RDB_APP | 2017-03-31 | RDB_APP | 2017-03-31 | 2958465 | DNO - WPD South West | NORTH TAWTON | 132kV
NTAW3 | NORTH TAWTON 33KV |  | 2017-03-31 | 2958465 |  |  | Y | 2017-03-31 | RDB_APP | 2017-03-31 | RDB_APP | 2017-03-31 | 2958465 | DNO - WPD South West | NORTH TAWTON | 33kV
NTEE1 | NORTH TEES 132KV |  | 2017-03-31 | 2958465 |  |  | Y | 2017-03-31 | RDB_APP | 2017-03-31 | RDB_APP | 2017-03-31 | 2958465 | DNO - NPG North East (Northen Power Grid) | NORTH TEES | 132kV
NTEE6 | NORTH TEES 66KV |  | 2017-03-31 | 2958465 |  |  | Y | 2017-03-31 | RDB_APP | 2017-03-31 | RDB_APP | 2017-03-31 | 2958465 | DNO - NPG North East (Northen Power Grid) | NORTH TEES | 66kV
NUNE1 | NUNEATON 132KV |  | 2017-03-31 | 2958465 |  |  | Y | 2017-03-31 | RDB_APP | 2017-03-31 | RDB_APP | 2017-03-31 | 2958465 | DNO - WPD East Midlands | NUNEATON | 132kV
NUNE3 | NUNEATON 33KV |  | 2017-03-31 | 2958465 |  |  | Y | 2017-03-31 | RDB_APP | 2017-03-31 | RDB_APP | 2017-03-31 | 2958465 | DNO - WPD East Midlands | NUNEATON | 33kV
NUNT4 | NUNTHORPE 400KV |  | 2017-03-31 | 2958465 |  |  | Y | 2017-03-31 | RDB_APP | 2017-03-31 | RDB_APP | 2017-03-31 | 2958465 | TO - National Grid Electricity Transmission | NUNTHORPE | 400kV
NURS1 | NURSLING 132KV |  | 2017-03-31 | 2958465 |  |  | Y | 2017-03-31 | RDB_APP | 2017-03-31 | RDB_APP | 2017-03-31 | 2958465 | TO - National Grid Electricity Transmission | NURSLING | 132kV
NURS4 | NURSLING 400KV |  | 2017-03-31 | 2958465 |  |  | Y | 2017-03-31 | RDB_APP | 2017-03-31 | RDB_APP | 2017-03-31 | 2958465 | TO - National Grid Electricity Transmission | NURSLING | 400kV
NURS4T | NURSLING 400KV |  | 2017-03-31 | 2958465 |  |  | Y | 2017-03-31 | RDB_APP | 2017-03-31 | RDB_APP | 2017-03-31 | 2958465 | TO - National Grid Electricity Transmission | NURSLING | 400kV
NUTM1 | NUTMEG LANE 132KV |  | 2017-03-31 | 2958465 |  |  | Y | 2017-03-31 | RDB_APP | 2017-03-31 | RDB_APP | 2017-03-31 | 2958465 | DNO - UK Power Networks Central | NUTMEG LANE | 132kV
NUTM5 | NUTMEG LANE 11KV |  | 2017-03-31 | 2958465 |  |  | Y | 2017-03-31 | RDB_APP | 2017-03-31 | RDB_APP | 2017-03-31 | 2958465 | DNO - UK Power Networks Central | NUTMEG LANE | 11kV
NWBY4 | NEWBY 400KV |  | 2017-03-31 | 2958465 |  |  | Y | 2017-03-31 | RDB_APP | 2017-03-31 | RDB_APP | 2017-03-31 | 2958465 | TO - National Grid Electricity Transmission | NEWBY | 400kV
OAKH1 | OAKHAM 132KV |  | 2017-03-31 | 2958465 |  |  | Y | 2017-03-31 | RDB_APP | 2017-03-31 | RDB_APP | 2017-03-31 | 2958465 | DNO - WPD East Midlands | OAKHAM | 132kV
OAKH3 | OAKHAM 33KV |  | 2017-03-31 | 2958465 |  |  | Y | 2017-03-31 | RDB_APP | 2017-03-31 | RDB_APP | 2017-03-31 | 2958465 | DNO - WPD East Midlands | OAKHAM | 33kV
OCKH1 | OCKER HILL 132KV |  | 2017-03-31 | 2958465 |  |  | Y | 2017-03-31 | RDB_APP | 2017-03-31 | RDB_APP | 2017-03-31 | 2958465 | TO - National Grid Electricity Transmission | OCKER HILL | 132kV
OCKH2 | OCKER HILL 275KV |  | 2017-03-31 | 2958465 |  |  | Y | 2017-03-31 | RDB_APP | 2017-03-31 | RDB_APP | 2017-03-31 | 2958465 | TO - National Grid Electricity Transmission | OCKER HILL | 275kV
OCKH3 | OCKER HILL 33KV |  | 2017-03-31 | 2958465 |  |  | Y | 2017-03-31 | RDB_APP | 2017-03-31 | RDB_APP | 2017-03-31 | 2958465 | DNO - WPD West Midlands | OCKER HILL | 33kV
OCKH5 | OCKER HILL 11KV |  | 2017-03-31 | 2958465 |  |  | Y | 2017-03-31 | RDB_APP | 2017-03-31 | RDB_APP | 2017-03-31 | 2958465 | DNO - WPD West Midlands | OCKER HILL | 11kV
OFFE2 | OFFERTON 275KV |  | 2017-03-31 | 2958465 |  |  | Y | 2017-03-31 | RDB_APP | 2017-03-31 | RDB_APP | 2017-03-31 | 2958465 | TO - National Grid Electricity Transmission | OFFERTON | 275kV
OFFE3 | OFFERTON 33KV |  | 2017-03-31 | 2958465 |  |  | Y | 2017-03-31 | RDB_APP | 2017-03-31 | RDB_APP | 2017-03-31 | 2958465 | TO - National Grid Electricity Transmission | OFFERTON | 33kV
OFFE5 | OFFERTON 11KV |  | 2017-03-31 | 2958465 |  |  | Y | 2017-03-31 | RDB_APP | 2017-03-31 | RDB_APP | 2017-03-31 | 2958465 | DNO - NPG North East (Northen Power Grid) | OFFERTON | 11kV
OGMO5 | OGMORE VALE 11KV |  | 2017-03-31 | 2958465 |  |  | Y | 2017-03-31 | RDB_APP | 2017-03-31 | RDB_APP | 2017-03-31 | 2958465 | DNO - WPD South Wales | OGMORE VALE | 11kV
OGMO6 | OGMORE VALE 66KV |  | 2017-03-31 | 2958465 |  |  | Y | 2017-03-31 | RDB_APP | 2017-03-31 | RDB_APP | 2017-03-31 | 2958465 | DNO - WPD South Wales | OGMORE VALE | 66kV
OLDB1 | OLDBURY 132KV |  | 2017-03-31 | 2958465 |  |  | Y | 2017-03-31 | RDB_APP | 2017-03-31 | RDB_APP | 2017-03-31 | 2958465 | TO - National Grid Electricity Transmission | OLDBURY | 132kV
OLDB2 | OLDBURY 275KV |  | 2017-03-31 | 2958465 |  |  | Y | 2017-03-31 | RDB_APP | 2017-03-31 | RDB_APP | 2017-03-31 | 2958465 | TO - National Grid Electricity Transmission | OLDBURY | 275kV
OLDB4 | OLDBURY 400KV |  | 2017-03-31 | 2958465 |  |  | Y | 2017-03-31 | RDB_APP | 2017-03-31 | RDB_APP | 2017-03-31 | 2958465 | TO - National Grid Electricity Transmission | OLDBURY | 400kV
OLDS1 | OLDSBURY ON SEVERN 132KV |  | 2017-03-31 | 2958465 |  |  | Y | 2017-03-31 | RDB_APP | 2017-03-31 | RDB_APP | 2017-03-31 | 2958465 | TO - National Grid Electricity Transmission | OLDSBURY ON SEVERN | 132kV
OLDS8 | OLDSBURY ON SEVERN 6.6KV |  | 2017-03-31 | 2958465 |  |  | Y | 2017-03-31 | RDB_APP | 2017-03-31 | RDB_APP | 2017-03-31 | 2958465 | TO - National Grid Electricity Transmission | OLDSBURY ON SEVERN | 6.6kV
ORMO1 | ORMONDE ONSHORE CONNECTION 132KV |  | 2017-03-31 | 2958465 |  |  | Y | 2017-03-31 | RDB_APP | 2017-03-31 | RDB_APP | 2017-03-31 | 2958465 | DNO - ENW (Electric North-West) | ORMONDE ONSHORE CONNECTION | 132kV
ORMO3 | ORMONDE ONSHORE CONNECTION 33KV |  | 2017-03-31 | 2958465 |  |  | Y | 2017-03-31 | RDB_APP | 2017-03-31 | RDB_APP | 2017-03-31 | 2958465 | PS - Vattenfall Group | ORMONDE ONSHORE CONNECTION | 33kV
ORMO8 | ORMONDE ONSHORE CONNECTION 6.6KV |  | 2017-03-31 | 2958465 |  |  | Y | 2017-03-31 | RDB_APP | 2017-03-31 | RDB_APP | 2017-03-31 | 2958465 | TO - National Grid Electricity Transmission | ORMONDE ONSHORE CONNECTION | 6.6kV
ORMW1 | ORMONDE OFFSHORE WIND FARM 132KV |  | 2017-03-31 | 2958465 |  |  | Y | 2017-03-31 | RDB_APP | 2017-03-31 | RDB_APP | 2017-03-31 | 2958465 | PS - Vattenfall Group | ORMONDE OFFSHORE WIND FARM | 132kV
ORMW3 | ORMONDE OFFSHORE WIND FARM 33KV |  | 2017-03-31 | 2958465 |  |  | Y | 2017-03-31 | RDB_APP | 2017-03-31 | RDB_APP | 2017-03-31 | 2958465 | PS - Vattenfall Group | ORMONDE OFFSHORE WIND FARM | 33kV
ORRE1 | ORRELL 132KV |  | 2017-03-31 | 2958465 |  |  | Y | 2017-03-31 | RDB_APP | 2017-03-31 | RDB_APP | 2017-03-31 | 2958465 | DNO - ENW (Electric North-West) | ORRELL | 132kV
ORRE3 | ORRELL 33KV |  | 2017-03-31 | 2958465 |  |  | Y | 2017-03-31 | RDB_APP | 2017-03-31 | RDB_APP | 2017-03-31 | 2958465 | DNO - ENW (Electric North-West) | ORRELL | 33kV
ORRI1 | ORRIN 132KV |  | 2017-03-31 | 2958465 | BEAU1 |  | Y | 2017-03-31 | RDB_APP | 2017-03-31 | RDB_APP | 2017-03-31 | 2958465 | TO - Scottish Hydro Electric Transmission Ltd | ORRIN | 132kV
ORRI3 | ORRIN 33KV |  | 2017-03-31 | 2958465 | ORRI1 |  | Y | 2017-03-31 | RDB_APP | 2017-03-31 | RDB_APP | 2017-03-31 | 2958465 | TO - Scottish Hydro Electric Transmission Ltd | ORRIN | 33kV
ORRI5 | ORRIN 11KV |  | 2017-03-31 | 2958465 | ORRI1 |  | Y | 2017-03-31 | RDB_APP | 2017-03-31 | RDB_APP | 2017-03-31 | 2958465 | DNO - Scottish & Southern Energy DNO Scotland | ORRIN | 11kV
OSBA1 | OSBALDWICK 132KV |  | 2017-03-31 | 2958465 |  |  | Y | 2017-03-31 | RDB_APP | 2017-03-31 | RDB_APP | 2017-03-31 | 2958465 | TO - National Grid Electricity Transmission | OSBALDWICK | 132kV
OSBA4 | OSBALDWICK 400KV |  | 2017-03-31 | 2958465 |  |  | Y | 2017-03-31 | RDB_APP | 2017-03-31 | RDB_APP | 2017-03-31 | 2958465 | TO - National Grid Electricity Transmission | OSBALDWICK | 400kV
OSGO1 | OSGODBY 132KV |  | 2017-03-31 | 2958465 |  |  | Y | 2017-03-31 | RDB_APP | 2017-03-31 | RDB_APP | 2017-03-31 | 2958465 | DNO - NPG Yorkshire (Northen Power Grid) | OSGODBY | 132kV
OSGO3 | OSGODBY 33KV |  | 2017-03-31 | 2958465 |  |  | Y | 2017-03-31 | RDB_APP | 2017-03-31 | RDB_APP | 2017-03-31 | 2958465 | DNO - NPG Yorkshire (Northen Power Grid) | OSGODBY | 33kV
OSWE1 | OSWESTRY 132KV |  | 2017-03-31 | 2958465 |  |  | Y | 2017-03-31 | RDB_APP | 2017-03-31 | RDB_APP | 2017-03-31 | 2958465 | DNO - SP MANWEB(Scottish Power) | OSWESTRY | 132kV
OSWE3 | OSWESTRY 33KV |  | 2017-03-31 | 2958465 |  |  | Y | 2017-03-31 | RDB_APP | 2017-03-31 | RDB_APP | 2017-03-31 | 2958465 | DNO - SP MANWEB(Scottish Power) | OSWESTRY | 33kV
OXEN3R | OXENHOLME 33KV |  | 2017-03-31 | 2958465 |  |  | Y | 2017-03-31 | RDB_APP | 2017-03-31 | RDB_APP | 2017-03-31 | 2958465 | Unknown | OXENHOLME | 33kV
OXFO1 | OXFORD 132KV |  | 2017-03-31 | 2958465 |  |  | Y | 2017-03-31 | RDB_APP | 2017-03-31 | RDB_APP | 2017-03-31 | 2958465 | DNO - SSE Southern | OXFORD | 132kV
OXFO3 | OXFORD 33KV |  | 2017-03-31 | 2958465 |  |  | Y | 2017-03-31 | RDB_APP | 2017-03-31 | RDB_APP | 2017-03-31 | 2958465 | DNO - SSE Southern | OXFORD | 33kV
PADI1 | PADIHAM 132KV |  | 2017-03-31 | 2958465 |  |  | Y | 2017-03-31 | RDB_APP | 2017-03-31 | RDB_APP | 2017-03-31 | 2958465 | TO - National Grid Electricity Transmission | PADIHAM | 132kV
PADI3 | PADIHAM 33KV |  | 2017-03-31 | 2958465 |  |  | Y | 2017-03-31 | RDB_APP | 2017-03-31 | RDB_APP | 2017-03-31 | 2958465 | DNO - ENW (Electric North-West) | PADIHAM | 33kV
PADI4 | PADIHAM 400KV |  | 2017-03-31 | 2958465 |  |  | Y | 2017-03-31 | RDB_APP | 2017-03-31 | RDB_APP | 2017-03-31 | 2958465 | TO - National Grid Electricity Transmission | PADIHAM | 400kV
PAFB3R | PATFORD BRIDGE 33KV |  | 2017-03-31 | 2958465 |  |  | Y | 2017-03-31 | RDB_APP | 2017-03-31 | RDB_APP | 2017-03-31 | 2958465 | Unknown | PATFORD BRIDGE | 33kV
PAFB4 | PATFORD BRIDGE 400KV |  | 2017-03-31 | 2958465 |  |  | Y | 2017-03-31 | RDB_APP | 2017-03-31 | RDB_APP | 2017-03-31 | 2958465 | TO - National Grid Electricity Transmission | PATFORD BRIDGE | 400kV
PAFB7 | PATFORD BRIDGE 22KV |  | 2017-03-31 | 2958465 |  |  | Y | 2017-03-31 | RDB_APP | 2017-03-31 | RDB_APP | 2017-03-31 | 2958465 | TO - National Grid Electricity Transmission | PATFORD BRIDGE | 22kV
PAIG1 | PAIGNTON 132KV |  | 2017-03-31 | 2958465 |  |  | Y | 2017-03-31 | RDB_APP | 2017-03-31 | RDB_APP | 2017-03-31 | 2958465 | DNO - WPD South West | PAIGNTON | 132kV
PAIG3 | PAIGNTON 33KV |  | 2017-03-31 | 2958465 |  |  | Y | 2017-03-31 | RDB_APP | 2017-03-31 | RDB_APP | 2017-03-31 | 2958465 | DNO - WPD South West | PAIGNTON | 33kV
PAIL1 | PAILTON SUBSTATION 132KV |  | 2017-03-31 | 2958465 |  |  | Y | 2017-03-31 | RDB_APP | 2017-03-31 | RDB_APP | 2017-03-31 | 2958465 | DNO - WPD East Midlands | PAILTON SUBSTATION | 132kV
PAIL3 | PAILTON SUBSTATION 33KV |  | 2017-03-31 | 2958465 |  |  | Y | 2017-03-31 | RDB_APP | 2017-03-31 | RDB_APP | 2017-03-31 | 2958465 | DNO - WPD East Midlands | PAILTON SUBSTATION | 33kV
PAIS1 | PAISLEY 132KV |  | 2017-03-31 | 2958465 | BRAP1 |  | Y | 2017-03-31 | RDB_APP | 2017-03-31 | RDB_APP | 2017-03-31 | 2958465 | TO - Scottish Power Transmission Ltd | PAISLEY | 132kV
PAIS1T | PAISLEY 132KV |  | 2017-03-31 | 2958465 |  |  | Y | 2017-03-31 | RDB_APP | 2017-03-31 | RDB_APP | 2017-03-31 | 2958465 | TO - Scottish Power Transmission Ltd | PAISLEY | 132kV
PAIS3 | PAISLEY 33KV |  | 2017-03-31 | 2958465 | PAIS1 |  | Y | 2017-03-31 | RDB_APP | 2017-03-31 | RDB_APP | 2017-03-31 | 2958465 | TO - Scottish Power Transmission Ltd | PAISLEY | 33kV
PALL3 | PALLION TRADING 33KV |  | 2017-03-31 | 2958465 |  |  | Y | 2017-03-31 | RDB_APP | 2017-03-31 | RDB_APP | 2017-03-31 | 2958465 | DNO - NPG North East (Northen Power Grid) | PALLION TRADING | 33kV
PALL5 | PALLION TRADING 11KV |  | 2017-03-31 | 2958465 |  |  | Y | 2017-03-31 | RDB_APP | 2017-03-31 | RDB_APP | 2017-03-31 | 2958465 | DNO - NPG North East (Northen Power Grid) | PALLION TRADING | 11kV
PANT1 | PANTEG 132KV |  | 2017-03-31 | 2958465 |  |  | Y | 2017-03-31 | RDB_APP | 2017-03-31 | RDB_APP | 2017-03-31 | 2958465 | DNO - WPD South Wales | PANTEG | 132kV
PANT5 | PANTEG 11KV |  | 2017-03-31 | 2958465 |  |  | Y | 2017-03-31 | RDB_APP | 2017-03-31 | RDB_APP | 2017-03-31 | 2958465 | DNO - WPD South Wales | PANTEG | 11kV
PANT6 | PANTEG 66KV |  | 2017-03-31 | 2958465 |  |  | Y | 2017-03-31 | RDB_APP | 2017-03-31 | RDB_APP | 2017-03-31 | 2958465 | DNO - WPD South Wales | PANTEG | 66kV
PARA1 | PARADISE STREET 132KV |  | 2017-03-31 | 2958465 |  |  | Y | 2017-03-31 | RDB_APP | 2017-03-31 | RDB_APP | 2017-03-31 | 2958465 | DNO - SP MANWEB(Scottish Power) | PARADISE STREET | 132kV
PARA3 | PARADISE STREET 33KV |  | 2017-03-31 | 2958465 |  |  | Y | 2017-03-31 | RDB_APP | 2017-03-31 | RDB_APP | 2017-03-31 | 2958465 | DNO - SP MANWEB(Scottish Power) | PARADISE STREET | 33kV
PARH2 | PARKHEAD FEEDER STATION, OFF DUKE STREET 275KV |  | 2017-03-31 | 2958465 |  |  | Y | 2017-03-31 | RDB_APP | 2017-03-31 | RDB_APP | 2017-03-31 | 2958465 | TO - Scottish Power Transmission Ltd | PARKHEAD FEEDER STATION, OFF DUKE STREET | 275kV
PART1 | PARTICK 132KV |  | 2017-03-31 | 2958465 | ESST1 |  | Y | 2017-03-31 | RDB_APP | 2017-03-31 | RDB_APP | 2017-03-31 | 2958465 | TO - Scottish Power Transmission Ltd | PARTICK | 132kV
PART3 | PARTICK 33KV |  | 2017-03-31 | 2958465 | PART1 |  | Y | 2017-03-31 | RDB_APP | 2017-03-31 | RDB_APP | 2017-03-31 | 2958465 | TO - Scottish Power Transmission Ltd | PARTICK | 33kV
PAST1 | PARK STREET (SHEFFIELD) 132KV |  | 2017-03-31 | 2958465 |  |  | Y | 2017-03-31 | RDB_APP | 2017-03-31 | RDB_APP | 2017-03-31 | 2958465 | DNO - NPG Yorkshire (Northen Power Grid) | PARK STREET (SHEFFIELD) | 132kV
PAST5 | PARK STREET (SHEFFIELD) 11KV |  | 2017-03-31 | 2958465 |  |  | Y | 2017-03-31 | RDB_APP | 2017-03-31 | RDB_APP | 2017-03-31 | 2958465 | DNO - NPG Yorkshire (Northen Power Grid) | PARK STREET (SHEFFIELD) | 11kV
PATT8 | PARTINGTON AES POWER STATION 6.6KV |  | 2017-03-31 | 2958465 |  |  | Y | 2017-03-31 | RDB_APP | 2017-03-31 | RDB_APP | 2017-03-31 | 2958465 | TO - National Grid Electricity Transmission | PARTINGTON AES POWER STATION | 6.6kV
PAUL3 | PAUL'S HILL 33KV |  | 2017-03-31 | 2958465 |  |  | Y | 2017-03-31 | RDB_APP | 2017-03-31 | RDB_APP | 2017-03-31 | 2958465 | DNO - Scottish & Southern Energy DNO Scotland | PAUL'S HILL | 33kV
PEEA1 | PETERBOROUGH EAST 132KV |  | 2017-03-31 | 2958465 |  |  | Y | 2017-03-31 | RDB_APP | 2017-03-31 | RDB_APP | 2017-03-31 | 2958465 | DNO - UK Power Networks Eastern | PETERBOROUGH EAST | 132kV
PEEA5 | PETERBOROUGH EAST 11KV |  | 2017-03-31 | 2958465 |  |  | Y | 2017-03-31 | RDB_APP | 2017-03-31 | RDB_APP | 2017-03-31 | 2958465 | DNO - UK Power Networks Eastern | PETERBOROUGH EAST | 11kV
PEEL1 | PEEL 132KV |  | 2017-03-31 | 2958465 |  |  | Y | 2017-03-31 | RDB_APP | 2017-03-31 | RDB_APP | 2017-03-31 | 2958465 | DNO - ENW (Electric North-West) | PEEL | 132kV
PEEL3 | PEEL 33KV |  | 2017-03-31 | 2958465 |  |  | Y | 2017-03-31 | RDB_APP | 2017-03-31 | RDB_APP | 2017-03-31 | 2958465 | DNO - ENW (Electric North-West) | PEEL | 33kV
PEER5 | PEER 11KV |  | 2017-03-31 | 2958465 |  |  | Y | 2017-03-31 | RDB_APP | 2017-03-31 | RDB_APP | 2017-03-31 | 2958465 | DNO - WPD East Midlands | PEER | 11kV
PEES1 | PETERBOROUGH SOUTH 132KV |  | 2017-03-31 | 2958465 |  |  | Y | 2017-03-31 | RDB_APP | 2017-03-31 | RDB_APP | 2017-03-31 | 2958465 | DNO - UK Power Networks Eastern | PETERBOROUGH SOUTH | 132kV
PEES5 | PETERBOROUGH SOUTH 11KV |  | 2017-03-31 | 2958465 |  |  | Y | 2017-03-31 | RDB_APP | 2017-03-31 | RDB_APP | 2017-03-31 | 2958465 | DNO - UK Power Networks Eastern | PETERBOROUGH SOUTH | 11kV
PEHE1 | PETERHEAD 132KV |  | 2017-03-31 | 2958465 | INRU1 |  | Y | 2017-03-31 | RDB_APP | 2017-03-31 | RDB_APP | 2017-03-31 | 2958465 | TO - Scottish Hydro Electric Transmission Ltd | PETERHEAD | 132kV
PEHE2 | PETERHEAD 275KV |  | 2017-03-31 | 2958465 |  |  | Y | 2017-03-31 | RDB_APP | 2017-03-31 | RDB_APP | 2017-03-31 | 2958465 | TO - Scottish Hydro Electric Transmission Ltd | PETERHEAD | 275kV
PEHE4 | PETERHEAD 400KV |  | 2017-03-31 | 2958465 | BLHI2 |  | Y | 2017-03-31 | RDB_APP | 2017-03-31 | RDB_APP | 2017-03-31 | 2958465 | TO - Scottish Hydro Electric Transmission Ltd | PETERHEAD | 400kV
PEHE5 | PETERHEAD 11KV |  | 2017-03-31 | 2958465 | PEHE1 |  | Y | 2017-03-31 | RDB_APP | 2017-03-31 | RDB_APP | 2017-03-31 | 2958465 | DNO - Scottish & Southern Energy DNO Scotland | PETERHEAD | 11kV
PEHE7 | PETERHEAD 22KV |  | 2017-03-31 | 2958465 | PEHE5 |  | Y | 2017-03-31 | RDB_APP | 2017-03-31 | RDB_APP | 2017-03-31 | 2958465 | TO - Scottish Hydro Electric Transmission Ltd | PETERHEAD | 22kV
PEHE8 | PETERHEAD 6.6KV |  | 2017-03-31 | 2958465 | PEHE0 |  | Y | 2017-03-31 | RDB_APP | 2017-03-31 | RDB_APP | 2017-03-31 | 2958465 | TO - Scottish Hydro Electric Transmission Ltd | PETERHEAD | 6.6kV
PEHG1 | PETERHEAD GRANGE 132KV |  | 2017-03-31 | 2958465 | INRU1 |  | Y | 2017-03-31 | RDB_APP | 2017-03-31 | RDB_APP | 2017-03-31 | 2958465 | TO - Scottish Hydro Electric Transmission Ltd | PETERHEAD GRANGE | 132kV
PEHG3 | PETERHEAD GRANGE 33KV |  | 2017-03-31 | 2958465 | PEHG1 |  | Y | 2017-03-31 | RDB_APP | 2017-03-31 | RDB_APP | 2017-03-31 | 2958465 | TO - Scottish Hydro Electric Transmission Ltd | PETERHEAD GRANGE | 33kV
PEHS5 | PETERHEAD SHELL 11KV |  | 2017-03-31 | 2958465 | PEHE1 |  | Y | 2017-03-31 | RDB_APP | 2017-03-31 | RDB_APP | 2017-03-31 | 2958465 | DNO - Scottish & Southern Energy DNO Scotland | PETERHEAD SHELL | 11kV
PELH1 | PELHAM 132KV |  | 2017-03-31 | 2958465 |  |  | Y | 2017-03-31 | RDB_APP | 2017-03-31 | RDB_APP | 2017-03-31 | 2958465 | TO - National Grid Electricity Transmission | PELHAM | 132kV
PELH4 | PELHAM 400KV |  | 2017-03-31 | 2958465 |  |  | Y | 2017-03-31 | RDB_APP | 2017-03-31 | RDB_APP | 2017-03-31 | 2958465 | TO - National Grid Electricity Transmission | PELHAM | 400kV
PELH8 | PELHAM 6.6KV |  | 2017-03-31 | 2958465 |  |  | Y | 2017-03-31 | RDB_APP | 2017-03-31 | RDB_APP | 2017-03-31 | 2958465 | TO - National Grid Electricity Transmission | PELHAM | 6.6kV
PEMB1 | PEMBROKE 132KV |  | 2017-03-31 | 2958465 |  |  | Y | 2017-03-31 | RDB_APP | 2017-03-31 | RDB_APP | 2017-03-31 | 2958465 | TO - National Grid Electricity Transmission | PEMBROKE | 132kV
PEMB4 | PEMBROKE 400KV |  | 2017-03-31 | 2958465 |  |  | Y | 2017-03-31 | RDB_APP | 2017-03-31 | RDB_APP | 2017-03-31 | 2958465 | TO - National Grid Electricity Transmission | PEMBROKE | 400kV
PEMB8 | PEMBROKE 6.6KV |  | 2017-03-31 | 2958465 |  |  | Y | 2017-03-31 | RDB_APP | 2017-03-31 | RDB_APP | 2017-03-31 | 2958465 | TO - National Grid Electricity Transmission | PEMBROKE | 6.6kV
PENC1 | PENCOED 132KV |  | 2017-03-31 | 2958465 | WIST1 |  | Y | 2017-03-31 | RDB_APP | 2017-03-31 | RDB_APP | 2017-03-31 | 2958465 | DNO - WPD South Wales | PENCOED | 132kV
PENC5 | PENCOED 11KV |  | 2017-03-31 | 2958465 |  |  | Y | 2017-03-31 | RDB_APP | 2017-03-31 | RDB_APP | 2017-03-31 | 2958465 | DNO - WPD South Wales | PENCOED | 11kV
PENE1 | PENWORTHAM EAST 132KV |  | 2017-03-31 | 2958465 |  |  | Y | 2017-03-31 | RDB_APP | 2017-03-31 | RDB_APP | 2017-03-31 | 2958465 | TO - National Grid Electricity Transmission | PENWORTHAM EAST | 132kV
PENE1G | PENWORTHAM EAST 132KV |  | 2017-03-31 | 2958465 |  |  | Y | 2017-03-31 | RDB_APP | 2017-03-31 | RDB_APP | 2017-03-31 | 2958465 | Unknown | PENWORTHAM EAST | 132kV
PENG1 | PENGAM 132KV |  | 2017-03-31 | 2958465 |  |  | Y | 2017-03-31 | RDB_APP | 2017-03-31 | RDB_APP | 2017-03-31 | 2958465 | DNO - WPD South Wales | PENGAM | 132kV
PENG5 | PENGAM 11KV |  | 2017-03-31 | 2958465 |  |  | Y | 2017-03-31 | RDB_APP | 2017-03-31 | RDB_APP | 2017-03-31 | 2958465 | DNO - WPD South Wales | PENGAM | 11kV
PENH1 | PENRITH 132KV |  | 2017-03-31 | 2958465 |  |  | Y | 2017-03-31 | RDB_APP | 2017-03-31 | RDB_APP | 2017-03-31 | 2958465 | DNO - ENW (Electric North-West) | PENRITH | 132kV
PENH3 | PENRITH 33KV |  | 2017-03-31 | 2958465 |  |  | Y | 2017-03-31 | RDB_APP | 2017-03-31 | RDB_APP | 2017-03-31 | 2958465 | DNO - ENW (Electric North-West) | PENRITH | 33kV
PENM4 | PENTRE-MAWR CABLE COMPOUND 400KV |  | 2017-03-31 | 2958465 |  |  | Y | 2017-03-31 | RDB_APP | 2017-03-31 | RDB_APP | 2017-03-31 | 2958465 | TO - National Grid Electricity Transmission | PENTRE-MAWR CABLE COMPOUND | 400kV
PENN1 | PENN 132KV |  | 2017-03-31 | 2958465 |  |  | Y | 2017-03-31 | RDB_APP | 2017-03-31 | RDB_APP | 2017-03-31 | 2958465 | TO - National Grid Electricity Transmission | PENN | 132kV
PENN2 | PENN 275KV |  | 2017-03-31 | 2958465 |  |  | Y | 2017-03-31 | RDB_APP | 2017-03-31 | RDB_APP | 2017-03-31 | 2958465 | TO - National Grid Electricity Transmission | PENN | 275kV
PENN4 | PENN 400KV |  | 2017-03-31 | 2958465 |  |  | Y | 2017-03-31 | RDB_APP | 2017-03-31 | RDB_APP | 2017-03-31 | 2958465 | TO - National Grid Electricity Transmission | PENN | 400kV
PENT1 | PENTIR 132KV |  | 2017-03-31 | 2958465 |  |  | Y | 2017-03-31 | RDB_APP | 2017-03-31 | RDB_APP | 2017-03-31 | 2958465 | TO - National Grid Electricity Transmission | PENTIR | 132kV
PENT4 | PENTIR 400KV |  | 2017-03-31 | 2958465 |  |  | Y | 2017-03-31 | RDB_APP | 2017-03-31 | RDB_APP | 2017-03-31 | 2958465 | TO - National Grid Electricity Transmission | PENTIR | 400kV
PENW1 | PENWORTHAM WEST 132KV |  | 2017-03-31 | 2958465 |  |  | Y | 2017-03-31 | RDB_APP | 2017-03-31 | RDB_APP | 2017-03-31 | 2958465 | TO - National Grid Electricity Transmission | PENWORTHAM WEST | 132kV
PENW1G | PENWORTHAM WEST 132KV |  | 2017-03-31 | 2958465 |  |  | Y | 2017-03-31 | RDB_APP | 2017-03-31 | RDB_APP | 2017-03-31 | 2958465 | Unknown | PENWORTHAM WEST | 132kV
PERH1 | PENRHOS 132KV |  | 2017-03-31 | 2958465 |  |  | Y | 2017-03-31 | RDB_APP | 2017-03-31 | RDB_APP | 2017-03-31 | 2958465 | DNO - SP MANWEB(Scottish Power) | PENRHOS | 132kV
PERI5 | PERIVALE 11KV |  | 2017-03-31 | 2958465 |  |  | Y | 2017-03-31 | RDB_APP | 2017-03-31 | RDB_APP | 2017-03-31 | 2958465 | DNO - SSE Southern | PERIVALE | 11kV
PERI6 | PERIVALE 66KV |  | 2017-03-31 | 2958465 |  |  | Y | 2017-03-31 | RDB_APP | 2017-03-31 | RDB_APP | 2017-03-31 | 2958465 | DNO - SSE Southern | PERIVALE | 66kV
PERL1 | PERCIVAL LANE 132KV |  | 2017-03-31 | 2958465 |  |  | Y | 2017-03-31 | RDB_APP | 2017-03-31 | RDB_APP | 2017-03-31 | 2958465 | DNO - SP MANWEB(Scottish Power) | PERCIVAL LANE | 132kV
PERL3 | PERCIVAL LANE 33KV |  | 2017-03-31 | 2958465 |  |  | Y | 2017-03-31 | RDB_APP | 2017-03-31 | RDB_APP | 2017-03-31 | 2958465 | DNO - SP MANWEB(Scottish Power) | PERCIVAL LANE | 33kV
PERS1 | PERSLEY 132KV |  | 2017-03-31 | 2958465 | PERS1 |  | Y | 2017-03-31 | RDB_APP | 2017-03-31 | RDB_APP | 2017-03-31 | 2958465 | TO - Scottish Hydro Electric Transmission Ltd | PERSLEY | 132kV
PERS2 | PERSLEY 275KV |  | 2017-03-31 | 2958465 | KINT2 |  | Y | 2017-03-31 | RDB_APP | 2017-03-31 | RDB_APP | 2017-03-31 | 2958465 | TO - Scottish Hydro Electric Transmission Ltd | PERSLEY | 275kV
PERS3 | PERSLEY 33KV |  | 2017-03-31 | 2958465 | PERS1 |  | Y | 2017-03-31 | RDB_APP | 2017-03-31 | RDB_APP | 2017-03-31 | 2958465 | TO - Scottish Hydro Electric Transmission Ltd | PERSLEY | 33kV
PERW3 | PENTLAND ROAD WIND 33KV |  | 2017-03-31 | 2958465 | ARMO3 |  | Y | 2017-03-31 | RDB_APP | 2017-03-31 | RDB_APP | 2017-03-31 | 2958465 | PS - SSE Generation Limited | PENTLAND ROAD WIND | 33kV
PETC1 | PETERBOROUGH CENTRAL 132KV |  | 2017-03-31 | 2958465 |  |  | Y | 2017-03-31 | RDB_APP | 2017-03-31 | RDB_APP | 2017-03-31 | 2958465 | DNO - UK Power Networks Eastern | PETERBOROUGH CENTRAL | 132kV
PETC3 | PETERBOROUGH CENTRAL 33KV |  | 2017-03-31 | 2958465 |  |  | Y | 2017-03-31 | RDB_APP | 2017-03-31 | RDB_APP | 2017-03-31 | 2958465 | DNO - UK Power Networks Eastern | PETERBOROUGH CENTRAL | 33kV
PETC5 | PETERBOROUGH CENTRAL 11KV |  | 2017-03-31 | 2958465 |  |  | Y | 2017-03-31 | RDB_APP | 2017-03-31 | RDB_APP | 2017-03-31 | 2958465 | DNO - UK Power Networks Eastern | PETERBOROUGH CENTRAL | 11kV
PETN1 | PETERBOROUGH NORTH 132KV |  | 2017-03-31 | 2958465 |  |  | Y | 2017-03-31 | RDB_APP | 2017-03-31 | RDB_APP | 2017-03-31 | 2958465 | DNO - UK Power Networks Eastern | PETERBOROUGH NORTH | 132kV
PETN5 | PETERBOROUGH NORTH 11KV |  | 2017-03-31 | 2958465 |  |  | Y | 2017-03-31 | RDB_APP | 2017-03-31 | RDB_APP | 2017-03-31 | 2958465 | DNO - UK Power Networks Eastern | PETERBOROUGH NORTH | 11kV
PETP1 | PETERBOROUGH PS 132KV |  | 2017-03-31 | 2958465 |  |  | Y | 2017-03-31 | RDB_APP | 2017-03-31 | RDB_APP | 2017-03-31 | 2958465 | DNO - UK Power Networks Eastern | PETERBOROUGH PS | 132kV
PETP8 | PETERBOROUGH PS 6.6KV |  | 2017-03-31 | 2958465 |  |  | Y | 2017-03-31 | RDB_APP | 2017-03-31 | RDB_APP | 2017-03-31 | 2958465 | DNO - UK Power Networks Eastern | PETERBOROUGH PS | 6.6kV
PETS1 | PETERSTOW 132KV |  | 2017-03-31 | 2958465 |  |  | Y | 2017-03-31 | RDB_APP | 2017-03-31 | RDB_APP | 2017-03-31 | 2958465 | DNO - WPD West Midlands | UNKNOWN | 132kV
PEUR1 | PEMBURY 132KV |  | 2017-03-31 | 2958465 |  |  | Y | 2017-03-31 | RDB_APP | 2017-03-31 | RDB_APP | 2017-03-31 | 2958465 | DNO - UK Power Networks South East | PEMBURY | 132kV
PEUR3 | PEMBURY 33KV |  | 2017-03-31 | 2958465 |  |  | Y | 2017-03-31 | RDB_APP | 2017-03-31 | RDB_APP | 2017-03-31 | 2958465 | DNO - UK Power Networks South East | PEMBURY | 33kV
PEWO1 | PENWORTHAM 132KV |  | 2017-03-31 | 2958465 |  |  | Y | 2017-03-31 | RDB_APP | 2017-03-31 | RDB_APP | 2017-03-31 | 2958465 | Unknown | PENWORTHAM | 132kV
PEWO2 | PENWORTHAM 275KV |  | 2017-03-31 | 2958465 |  |  | Y | 2017-03-31 | RDB_APP | 2017-03-31 | RDB_APP | 2017-03-31 | 2958465 | TO - National Grid Electricity Transmission | PENWORTHAM | 275kV
PEWO4 | PENWORTHAM 400KV |  | 2017-03-31 | 2958465 |  |  | Y | 2017-03-31 | RDB_APP | 2017-03-31 | RDB_APP | 2017-03-31 | 2958465 | TO - National Grid Electricity Transmission | PENWORTHAM | 400kV
PEWO8 | PENWORTHAM 6.6KV |  | 2017-03-31 | 2958465 |  |  | Y | 2017-03-31 | RDB_APP | 2017-03-31 | RDB_APP | 2017-03-31 | 2958465 | Unknown | PENWORTHAM | 6.6kV
PICE1 | PICCOTTS END 132KV |  | 2017-03-31 | 2958465 |  |  | Y | 2017-03-31 | RDB_APP | 2017-03-31 | RDB_APP | 2017-03-31 | 2958465 | DNO - UK Power Networks Eastern | PICCOTTS END | 132kV
PICE3 | PICCOTTS END 33KV |  | 2017-03-31 | 2958465 |  |  | Y | 2017-03-31 | RDB_APP | 2017-03-31 | RDB_APP | 2017-03-31 | 2958465 | DNO - UK Power Networks Eastern | PICCOTTS END | 33kV
PINX1 | PINXTON (CONNECTED AT TEE ON CHESTERFIELD / ANNESLEY 132KV CIRCUITS) 132KV |  | 2017-03-31 | 2958465 |  |  | Y | 2017-03-31 | RDB_APP | 2017-03-31 | RDB_APP | 2017-03-31 | 2958465 | DNO - WPD East Midlands | PINXTON (CONNECTED AT TEE ON CHESTERFIELD / ANNESLEY 132KV CIRCUITS) | 132kV
PINX5 | PINXTON (CONNECTED AT TEE ON CHESTERFIELD / ANNESLEY 132KV CIRCUITS) 11KV |  | 2017-03-31 | 2958465 |  |  | Y | 2017-03-31 | RDB_APP | 2017-03-31 | RDB_APP | 2017-03-31 | 2958465 | DNO - WPD East Midlands | PINXTON (CONNECTED AT TEE ON CHESTERFIELD / ANNESLEY 132KV CIRCUITS) | 11kV
PITL5 | PITLOCHRY 11KV |  | 2017-03-31 | 2958465 | CLUN8 |  | Y | 2017-03-31 | RDB_APP | 2017-03-31 | RDB_APP | 2017-03-31 | 2958465 | DNO - Scottish & Southern Energy DNO Scotland | PITLOCHRY | 11kV
PITS2 | PITSMOOR 275KV |  | 2017-03-31 | 2958465 |  |  | Y | 2017-03-31 | RDB_APP | 2017-03-31 | RDB_APP | 2017-03-31 | 2958465 | TO - National Grid Electricity Transmission | PITSMOOR | 275kV
PITS3 | PITSMOOR 33KV |  | 2017-03-31 | 2958465 |  |  | Y | 2017-03-31 | RDB_APP | 2017-03-31 | RDB_APP | 2017-03-31 | 2958465 | TO - National Grid Electricity Transmission | PITSMOOR | 33kV
PLPT1 | PLYMPTON 132KV |  | 2017-03-31 | 2958465 |  |  | Y | 2017-03-31 | RDB_APP | 2017-03-31 | RDB_APP | 2017-03-31 | 2958465 | DNO - WPD South West | PLYMPTON | 132kV
PLPT3 | PLYMPTON 33KV |  | 2017-03-31 | 2958465 |  |  | Y | 2017-03-31 | RDB_APP | 2017-03-31 | RDB_APP | 2017-03-31 | 2958465 | DNO - WPD South West | PLYMPTON | 33kV
PLYM1 | PLYMOUTH 132KV |  | 2017-03-31 | 2958465 |  |  | Y | 2017-03-31 | RDB_APP | 2017-03-31 | RDB_APP | 2017-03-31 | 2958465 | DNO - WPD South West | PLYMOUTH | 132kV
PLYM3 | PLYMOUTH 33KV |  | 2017-03-31 | 2958465 |  |  | Y | 2017-03-31 | RDB_APP | 2017-03-31 | RDB_APP | 2017-03-31 | 2958465 | DNO - WPD South West | PLYMOUTH | 33kV
POGB3 | POGBIE 33kV |  | 2017-05-11 |  |  |  | Y | 2017-05-11 | joaquin.jimenez | 2017-05-11 | geoff.ray | 2017-05-11 |  | TO - Scottish Power Transmission Ltd | POGBIE | 33kV
POIS1 | PORTISHEAD 132KV |  | 2017-03-31 | 2958465 |  |  | Y | 2017-03-31 | RDB_APP | 2017-03-31 | RDB_APP | 2017-03-31 | 2958465 | DNO - WPD South West | PORTISHEAD | 132kV
POIS3 | PORTISHEAD 33KV |  | 2017-03-31 | 2958465 |  |  | Y | 2017-03-31 | RDB_APP | 2017-03-31 | RDB_APP | 2017-03-31 | 2958465 | DNO - WPD South West | PORTISHEAD | 33kV
POLE1 | POLEGATE 132KV |  | 2017-03-31 | 2958465 |  |  | Y | 2017-03-31 | RDB_APP | 2017-03-31 | RDB_APP | 2017-03-31 | 2958465 | DNO - UK Power Networks South East | POLEGATE | 132kV
POLE3 | POLEGATE 33KV |  | 2017-03-31 | 2958465 |  |  | Y | 2017-03-31 | RDB_APP | 2017-03-31 | RDB_APP | 2017-03-31 | 2958465 | DNO - UK Power Networks South East | POLEGATE | 33kV
PONT1 | PONTYPOOL 132KV |  | 2017-03-31 | 2958465 |  |  | Y | 2017-03-31 | RDB_APP | 2017-03-31 | RDB_APP | 2017-03-31 | 2958465 | DNO - WPD South Wales | PONTYPOOL | 132kV
PONT5 | PONTYPOOL 11KV |  | 2017-03-31 | 2958465 |  |  | Y | 2017-03-31 | RDB_APP | 2017-03-31 | RDB_APP | 2017-03-31 | 2958465 | DNO - WPD South Wales | PONTYPOOL | 11kV
PONT6 | PONTYPOOL 66KV |  | 2017-03-31 | 2958465 |  |  | Y | 2017-03-31 | RDB_APP | 2017-03-31 | RDB_APP | 2017-03-31 | 2958465 | DNO - WPD South Wales | PONTYPOOL | 66kV
POOB2 | PORTOBELLO 275KV |  | 2017-03-31 | 2958465 |  |  | Y | 2017-03-31 | RDB_APP | 2017-03-31 | RDB_APP | 2017-03-31 | 2958465 | TO - Scottish Power Transmission Ltd | PORTOBELLO | 275kV
POOB3 | PORTOBELLO 33KV |  | 2017-03-31 | 2958465 | POOB2 |  | Y | 2017-03-31 | RDB_APP | 2017-03-31 | RDB_APP | 2017-03-31 | 2958465 | TO - Scottish Power Transmission Ltd | PORTOBELLO | 33kV
POOB7 | PORTOBELLO 25KV |  | 2017-03-31 | 2958465 | POOB7 |  | Y | 2017-03-31 | RDB_APP | 2017-03-31 | RDB_APP | 2017-03-31 | 2958465 | TO - Scottish Power Transmission Ltd | PORTOBELLO | 22kV
POOL1 | POOLE 132KV |  | 2017-03-31 | 2958465 |  |  | Y | 2017-03-31 | RDB_APP | 2017-03-31 | RDB_APP | 2017-03-31 | 2958465 | DNO - SSE Southern | POOLE | 132kV
POOL3 | POOLE 33KV |  | 2017-03-31 | 2958465 |  |  | Y | 2017-03-31 | RDB_APP | 2017-03-31 | RDB_APP | 2017-03-31 | 2958465 | DNO - SSE Southern | POOLE | 33kV
POPP2 | POPPLETON 275KV |  | 2017-03-31 | 2958465 |  |  | Y | 2017-03-31 | RDB_APP | 2017-03-31 | RDB_APP | 2017-03-31 | 2958465 | TO - National Grid Electricity Transmission | POPPLETON | 275kV
POPP3 | POPPLETON 33KV |  | 2017-03-31 | 2958465 |  |  | Y | 2017-03-31 | RDB_APP | 2017-03-31 | RDB_APP | 2017-03-31 | 2958465 | TO - National Grid Electricity Transmission | POPPLETON | 33kV
POPP3R | POPPLETON 33KV |  | 2017-03-31 | 2958465 |  |  | Y | 2017-03-31 | RDB_APP | 2017-03-31 | RDB_APP | 2017-03-31 | 2958465 | DNO - NPG North East (Northen Power Grid) | POPPLETON | 33kV
POPP7 | POPPLETON 22KV |  | 2017-03-31 | 2958465 |  |  | Y | 2017-03-31 | RDB_APP | 2017-03-31 | RDB_APP | 2017-03-31 | 2958465 | TO - National Grid Electricity Transmission | POPPLETON | 22kV
PORA1 | PORT ANN 132KV |  | 2017-03-31 | 2958465 | ANSU1 |  | Y | 2017-03-31 | RDB_APP | 2017-03-31 | RDB_APP | 2017-03-31 | 2958465 | TO - Scottish Hydro Electric Transmission Ltd | PORT ANN | 132kV
PORA3 | PORT ANN 33KV |  | 2017-03-31 | 2958465 | LOCG3 |  | Y | 2017-03-31 | RDB_APP | 2017-03-31 | RDB_APP | 2017-03-31 | 2958465 | DNO - Scottish & Southern Energy DNO Scotland | PORT ANN | 33kV
PORD2 | PORT DUNDAS 275KV |  | 2017-03-31 | 2958465 | LAMB2 |  | Y | 2017-03-31 | RDB_APP | 2017-03-31 | RDB_APP | 2017-03-31 | 2958465 | TO - Scottish Power Transmission Ltd | PORT DUNDAS | 275kV
PORD3 | PORT DUNDAS 33KV |  | 2017-03-31 | 2958465 | PORD2 |  | Y | 2017-03-31 | RDB_APP | 2017-03-31 | RDB_APP | 2017-03-31 | 2958465 | TO - Scottish Power Transmission Ltd | PORT DUNDAS | 33kV
PORG1 | PORT OF GLASGOW 132KV |  | 2017-03-31 | 2958465 |  |  | Y | 2017-03-31 | RDB_APP | 2017-03-31 | RDB_APP | 2017-03-31 | 2958465 | DNO - Scottish Power DNO Scotland | PORT OF GLASGOW | 132kV
PORG7 | PORT OF GLASGOW 25KV |  | 2017-03-31 | 2958465 |  |  | Y | 2017-03-31 | RDB_APP | 2017-03-31 | RDB_APP | 2017-03-31 | 2958465 | TO - Scottish Power Transmission Ltd | PORT OF GLASGOW | 22kV
PORH1 | PORT HAM 132KV |  | 2017-03-31 | 2958465 |  |  | Y | 2017-03-31 | RDB_APP | 2017-03-31 | RDB_APP | 2017-03-31 | 2958465 | TO - National Grid Electricity Transmission | PORT HAM | 132kV
PORP1 | PORTSMOUTH 132KV |  | 2017-03-31 | 2958465 |  |  | Y | 2017-03-31 | RDB_APP | 2017-03-31 | RDB_APP | 2017-03-31 | 2958465 | DNO - SSE Southern | PORTSMOUTH | 132kV
PORP3 | PORTSMOUTH 33KV |  | 2017-03-31 | 2958465 |  |  | Y | 2017-03-31 | RDB_APP | 2017-03-31 | RDB_APP | 2017-03-31 | 2958465 | DNO - SSE Southern | PORTSMOUTH | 33kV
POTG6 | POTTER GREEN G.GLASS 66KV |  | 2017-03-31 | 2958465 |  |  | Y | 2017-03-31 | RDB_APP | 2017-03-31 | RDB_APP | 2017-03-31 | 2958465 | DNO - NPG Yorkshire (Northen Power Grid) | POTTER GREEN G.GLASS | 66kV
PREE1 | PRESTON EAST 132KV |  | 2017-03-31 | 2958465 |  |  | Y | 2017-03-31 | RDB_APP | 2017-03-31 | RDB_APP | 2017-03-31 | 2958465 | DNO - ENW (Electric North-West) | PRESTON EAST | 132kV
PREE3 | PRESTON EAST 33KV |  | 2017-03-31 | 2958465 |  |  | Y | 2017-03-31 | RDB_APP | 2017-03-31 | RDB_APP | 2017-03-31 | 2958465 | DNO - ENW (Electric North-West) | PRESTON EAST | 33kV
PREN3 | PRENTON 33KV |  | 2017-03-31 | 2958465 |  |  | Y | 2017-03-31 | RDB_APP | 2017-03-31 | RDB_APP | 2017-03-31 | 2958465 | DNO - SP MANWEB(Scottish Power) | PRENTON | 33kV
PRES1 | PRESCOT 132KV |  | 2017-03-31 | 2958465 |  |  | Y | 2017-03-31 | RDB_APP | 2017-03-31 | RDB_APP | 2017-03-31 | 2958465 | DNO - SP MANWEB(Scottish Power) | PRESCOT | 132kV
PRES3 | PRESCOT 33KV |  | 2017-03-31 | 2958465 |  |  | Y | 2017-03-31 | RDB_APP | 2017-03-31 | RDB_APP | 2017-03-31 | 2958465 | DNO - SP MANWEB(Scottish Power) | PRESCOT | 33kV
PUDM4 | PUDDING MILL LANE 400KV |  | 2017-03-31 | 2958465 |  |  | Y | 2017-03-31 | RDB_APP | 2017-03-31 | RDB_APP | 2017-03-31 | 2958465 | TO - National Grid Electricity Transmission | PUDDING MILL LANE | 400kV
PUDM7 | PUDDING MILL LANE 22KV |  | 2017-03-31 | 2958465 |  |  | Y | 2017-03-31 | RDB_APP | 2017-03-31 | RDB_APP | 2017-03-31 | 2958465 | TO - National Grid Electricity Transmission | PUDDING MILL LANE | 22kV
PURF1 | PURFLEET 132KV |  | 2017-03-31 | 2958465 |  |  | Y | 2017-03-31 | RDB_APP | 2017-03-31 | RDB_APP | 2017-03-31 | 2958465 | DNO - UK Power Networks Eastern | PURFLEET | 132kV
PURF3 | PURFLEET 33KV |  | 2017-03-31 | 2958465 |  |  | Y | 2017-03-31 | RDB_APP | 2017-03-31 | RDB_APP | 2017-03-31 | 2958465 | DNO - UK Power Networks Eastern | PURFLEET | 33kV
PURL1 | PURLEY 132KV |  | 2017-03-31 | 2958465 |  |  | Y | 2017-03-31 | RDB_APP | 2017-03-31 | RDB_APP | 2017-03-31 | 2958465 | DNO - UK Power Networks South East | PURLEY | 132kV
PURL3 | PURLEY 33KV |  | 2017-03-31 | 2958465 |  |  | Y | 2017-03-31 | RDB_APP | 2017-03-31 | RDB_APP | 2017-03-31 | 2958465 | DNO - UK Power Networks South East | PURLEY | 33kV
PYCN1 | PONTYCLUN 132KV |  | 2017-03-31 | 2958465 |  |  | Y | 2017-03-31 | RDB_APP | 2017-03-31 | RDB_APP | 2017-03-31 | 2958465 | DNO - WPD South Wales | PONTYCLUN | 132kV
PYCN5 | PONTYCLUN 11KV |  | 2017-03-31 | 2958465 |  |  | Y | 2017-03-31 | RDB_APP | 2017-03-31 | RDB_APP | 2017-03-31 | 2958465 | DNO - WPD South Wales | PONTYCLUN | 11kV
PYES1 | PYESTOCK 132KV |  | 2017-03-31 | 2958465 |  |  | Y | 2017-03-31 | RDB_APP | 2017-03-31 | RDB_APP | 2017-03-31 | 2958465 | DNO - SSE Southern | PYESTOCK | 132kV
PYES3 | PYESTOCK 33KV |  | 2017-03-31 | 2958465 |  |  | Y | 2017-03-31 | RDB_APP | 2017-03-31 | RDB_APP | 2017-03-31 | 2958465 | DNO - SSE Southern | PYESTOCK | 33kV
PYES5 | PYESTOCK 11KV |  | 2017-03-31 | 2958465 |  |  | Y | 2017-03-31 | RDB_APP | 2017-03-31 | RDB_APP | 2017-03-31 | 2958465 | DNO - SSE Southern | PYESTOCK | 11kV
PYLE1 | PYLE 132KV |  | 2017-03-31 | 2958465 |  |  | Y | 2017-03-31 | RDB_APP | 2017-03-31 | RDB_APP | 2017-03-31 | 2958465 | TO - National Grid Electricity Transmission | PYLE | 132kV
PYLE2 | PYLE 275KV |  | 2017-03-31 | 2958465 |  |  | Y | 2017-03-31 | RDB_APP | 2017-03-31 | RDB_APP | 2017-03-31 | 2958465 | TO - National Grid Electricity Transmission | PYLE | 275kV
PYLE3 | PYLE 33KV |  | 2017-03-31 | 2958465 |  |  | Y | 2017-03-31 | RDB_APP | 2017-03-31 | RDB_APP | 2017-03-31 | 2958465 | DNO - WPD South Wales | PYLE | 33kV
PYLE6 | PYLE 66KV |  | 2017-03-31 | 2958465 |  |  | Y | 2017-03-31 | RDB_APP | 2017-03-31 | RDB_APP | 2017-03-31 | 2958465 | DNO - WPD South Wales | PYLE | 66kV
PYWO1 | PYEWORTHY 132KV |  | 2017-03-31 | 2958465 |  |  | Y | 2017-03-31 | RDB_APP | 2017-03-31 | RDB_APP | 2017-03-31 | 2958465 | DNO - WPD South West | PYEWORTHY | 132kV
PYWO3 | PYEWORTHY 33KV |  | 2017-03-31 | 2958465 |  |  | Y | 2017-03-31 | RDB_APP | 2017-03-31 | RDB_APP | 2017-03-31 | 2958465 | DNO - WPD South West | PYEWORTHY | 33kV
QUER4 | QUERNMOOR 400KV |  | 2017-03-31 | 2958465 |  |  | Y | 2017-03-31 | RDB_APP | 2017-03-31 | RDB_APP | 2017-03-31 | 2958465 | TO - National Grid Electricity Transmission | QUERNMOOR | 400kV
QUER4T | QUERNMOOR 400KV |  | 2017-03-31 | 2958465 |  |  | Y | 2017-03-31 | RDB_APP | 2017-03-31 | RDB_APP | 2017-03-31 | 2958465 | TO - National Grid Electricity Transmission | QUERNMOOR | 400kV
QUOI1 | QUOICH 132KV |  | 2017-03-31 | 2958465 | BROA1 |  | Y | 2017-03-31 | RDB_APP | 2017-03-31 | RDB_APP | 2017-03-31 | 2958465 | TO - Scottish Hydro Electric Transmission Ltd | QUOICH | 132kV
QUOI1T | QUOICH 132KV |  | 2017-03-31 | 2958465 |  |  | Y | 2017-03-31 | RDB_APP | 2017-03-31 | RDB_APP | 2017-03-31 | 2958465 | TO - Scottish Hydro Electric Transmission Ltd | QUOICH | 132kV
QUOI3 | QUOICH 33KV |  | 2017-03-31 | 2958465 |  |  | Y | 2017-03-31 | RDB_APP | 2017-03-31 | RDB_APP | 2017-03-31 | 2958465 | DNO - Scottish & Southern Energy DNO Scotland | QUOICH | 33kV
QUOI5 | QUOICH 11KV |  | 2017-03-31 | 2958465 | QUOI1 |  | Y | 2017-03-31 | RDB_APP | 2017-03-31 | RDB_APP | 2017-03-31 | 2958465 | DNO - Scottish & Southern Energy DNO Scotland | QUOICH | 11kV
RADG1 | RADWAY GREEN 132KV |  | 2017-03-31 | 2958465 |  |  | Y | 2017-03-31 | RDB_APP | 2017-03-31 | RDB_APP | 2017-03-31 | 2958465 | DNO - SP MANWEB(Scottish Power) | RADWAY GREEN | 132kV
RADG3 | RADWAY GREEN 33KV |  | 2017-03-31 | 2958465 |  |  | Y | 2017-03-31 | RDB_APP | 2017-03-31 | RDB_APP | 2017-03-31 | 2958465 | DNO - SP MANWEB(Scottish Power) | RADWAY GREEN | 33kV
RADS1 | RADSTOCK 132KV |  | 2017-03-31 | 2958465 |  |  | Y | 2017-03-31 | RDB_APP | 2017-03-31 | RDB_APP | 2017-03-31 | 2958465 | DNO - WPD South West | RADSTOCK | 132kV
RADS3 | RADSTOCK 33KV |  | 2017-03-31 | 2958465 |  |  | Y | 2017-03-31 | RDB_APP | 2017-03-31 | RDB_APP | 2017-03-31 | 2958465 | DNO - WPD South West | RADSTOCK | 33kV
RAEB1 | R.A.E. BEDFORD 132KV |  | 2017-03-31 | 2958465 |  |  | Y | 2017-03-31 | RDB_APP | 2017-03-31 | RDB_APP | 2017-03-31 | 2958465 | DNO - UK Power Networks Eastern | R.A.E. BEDFORD | 132kV
RAEB1A | R.A.E. BEDFORD 132KV |  | 2017-03-31 | 2958465 |  |  | Y | 2017-03-31 | RDB_APP | 2017-03-31 | RDB_APP | 2017-03-31 | 2958465 | DNO - UK Power Networks Eastern | R.A.E. BEDFORD | 132kV
RAEB3 | R.A.E. BEDFORD 33KV |  | 2017-03-31 | 2958465 |  |  | Y | 2017-03-31 | RDB_APP | 2017-03-31 | RDB_APP | 2017-03-31 | 2958465 | DNO - UK Power Networks Eastern | R.A.E. BEDFORD | 33kV
RAEB5 | R.A.E. BEDFORD 11KV |  | 2017-03-31 | 2958465 |  |  | Y | 2017-03-31 | RDB_APP | 2017-03-31 | RDB_APP | 2017-03-31 | 2958465 | DNO - UK Power Networks Eastern | R.A.E. BEDFORD | 11kV
RAEF1 | R.A.E. FARNBOROUGH 132KV |  | 2017-03-31 | 2958465 |  |  | Y | 2017-03-31 | RDB_APP | 2017-03-31 | RDB_APP | 2017-03-31 | 2958465 | DNO - SSE Southern | R.A.E. FARNBOROUGH | 132kV
RAEF3 | R.A.E. FARNBOROUGH 33KV |  | 2017-03-31 | 2958465 |  |  | Y | 2017-03-31 | RDB_APP | 2017-03-31 | RDB_APP | 2017-03-31 | 2958465 | DNO - SSE Southern | R.A.E. FARNBOROUGH | 33kV
RAIL3 | RAINBOW LANE 33KV |  | 2017-03-31 | 2958465 |  |  | Y | 2017-03-31 | RDB_APP | 2017-03-31 | RDB_APP | 2017-03-31 | 2958465 | DNO - UK Power Networks Eastern | RAINBOW LANE | 33kV
RAIN1 | RAINHILL 132KV |  | 2017-03-31 | 2958465 |  |  | Y | 2017-03-31 | RDB_APP | 2017-03-31 | RDB_APP | 2017-03-31 | 2958465 | TO - National Grid Electricity Transmission | RAINHILL | 132kV
RAIN2 | RAINHILL 275KV |  | 2017-03-31 | 2958465 |  |  | Y | 2017-03-31 | RDB_APP | 2017-03-31 | RDB_APP | 2017-03-31 | 2958465 | TO - National Grid Electricity Transmission | RAINHILL | 275kV
RAME1 | RAME 132KV |  | 2017-03-31 | 2958465 |  |  | Y | 2017-03-31 | RDB_APP | 2017-03-31 | RDB_APP | 2017-03-31 | 2958465 | DNO - WPD South West | RAME | 132kV
RAME3 | RAME 33KV |  | 2017-03-31 | 2958465 |  |  | Y | 2017-03-31 | RDB_APP | 2017-03-31 | RDB_APP | 2017-03-31 | 2958465 | DNO - WPD South West | RAME | 33kV
RANN1 | RANNOCH 132KV |  | 2017-03-31 | 2958465 |  |  | Y | 2017-03-31 | RDB_APP | 2017-03-31 | RDB_APP | 2017-03-31 | 2958465 | TO - Scottish Hydro Electric Transmission Ltd | RANNOCH | 132kV
RANN3 | RANNOCH 33KV |  | 2017-03-31 | 2958465 | GAUR3 |  | Y | 2017-03-31 | RDB_APP | 2017-03-31 | RDB_APP | 2017-03-31 | 2958465 | DNO - Scottish & Southern Energy DNO Scotland | RANNOCH | 33kV
RANN5 | RANNOCH 11KV |  | 2017-03-31 | 2958465 | RANN3 |  | Y | 2017-03-31 | RDB_APP | 2017-03-31 | RDB_APP | 2017-03-31 | 2958465 | DNO - Scottish & Southern Energy DNO Scotland | RANNOCH | 11kV
RASS1 | RASSAU 132KV |  | 2017-03-31 | 2958465 |  |  | Y | 2017-03-31 | RDB_APP | 2017-03-31 | RDB_APP | 2017-03-31 | 2958465 | TO - National Grid Electricity Transmission | RASSAU | 132kV
RASS4 | RASSAU 400KV |  | 2017-03-31 | 2958465 |  |  | Y | 2017-03-31 | RDB_APP | 2017-03-31 | RDB_APP | 2017-03-31 | 2958465 | TO - National Grid Electricity Transmission | RASSAU | 400kV
RASW1 | RASSAU WEST 132KV |  | 2017-03-31 | 2958465 |  |  | Y | 2017-03-31 | RDB_APP | 2017-03-31 | RDB_APP | 2017-03-31 | 2958465 | DNO - WPD South Wales | RASSAU WEST | 132kV
RASW5 | RASSAU WEST 11KV |  | 2017-03-31 | 2958465 |  |  | Y | 2017-03-31 | RDB_APP | 2017-03-31 | RDB_APP | 2017-03-31 | 2958465 | DNO - WPD South Wales | RASSAU WEST | 11kV
RATS1 | RATCLIFFE-ON-SOAR 132KV |  | 2017-03-31 | 2958465 |  |  | Y | 2017-03-31 | RDB_APP | 2017-03-31 | RDB_APP | 2017-03-31 | 2958465 | TO - National Grid Electricity Transmission | RATCLIFFE-ON-SOAR | 132kV
RATS2 | RATCLIFFE-ON-SOAR 275KV |  | 2017-03-31 | 2958465 |  |  | Y | 2017-03-31 | RDB_APP | 2017-03-31 | RDB_APP | 2017-03-31 | 2958465 | TO - National Grid Electricity Transmission | RATCLIFFE-ON-SOAR | 275kV
RATS3 | RATCLIFFE-ON-SOAR 33KV |  | 2017-03-31 | 2958465 |  |  | Y | 2017-03-31 | RDB_APP | 2017-03-31 | RDB_APP | 2017-03-31 | 2958465 | Unknown | RATCLIFFE-ON-SOAR | 33kV
RATS4 | RATCLIFFE-ON-SOAR 400KV |  | 2017-03-31 | 2958465 |  |  | Y | 2017-03-31 | RDB_APP | 2017-03-31 | RDB_APP | 2017-03-31 | 2958465 | TO - National Grid Electricity Transmission | RATCLIFFE-ON-SOAR | 400kV
RATS5 | RATCLIFFE-ON-SOAR 11KV |  | 2017-03-31 | 2958465 |  |  | Y | 2017-03-31 | RDB_APP | 2017-03-31 | RDB_APP | 2017-03-31 | 2958465 | TO - National Grid Electricity Transmission | RATCLIFFE-ON-SOAR | 11kV
RATS8 | RATCLIFFE-ON-SOAR 6.6KV |  | 2017-03-31 | 2958465 |  |  | Y | 2017-03-31 | RDB_APP | 2017-03-31 | RDB_APP | 2017-03-31 | 2958465 | TO - National Grid Electricity Transmission | RATCLIFFE-ON-SOAR | 6.6kV
RAVE2 | RAVENSCRAIG 275KV |  | 2017-03-31 | 2958465 |  |  | Y | 2017-03-31 | RDB_APP | 2017-03-31 | RDB_APP | 2017-03-31 | 2958465 | TO - Scottish Power Transmission Ltd | RAVENSCRAIG | 275kV
RAVE3 | RAVENSCRAIG 33KV |  | 2017-03-31 | 2958465 | RAVE2 |  | Y | 2017-03-31 | RDB_APP | 2017-03-31 | RDB_APP | 2017-03-31 | 2958465 | TO - Scottish Power Transmission Ltd | RAVENSCRAIG | 33kV
RAVH1 | RAVENHEAD 132KV |  | 2017-03-31 | 2958465 |  |  | Y | 2017-03-31 | RDB_APP | 2017-03-31 | RDB_APP | 2017-03-31 | 2958465 | DNO - SP MANWEB(Scottish Power) | RAVENHEAD | 132kV
RAVH3 | RAVENHEAD 33KV |  | 2017-03-31 | 2958465 |  |  | Y | 2017-03-31 | RDB_APP | 2017-03-31 | RDB_APP | 2017-03-31 | 2958465 | DNO - SP MANWEB(Scottish Power) | RAVENHEAD | 33kV
RAVW1 | RAVENSWORTH - T POINT OFF STELLA WEST 132KV |  | 2017-03-31 | 2958465 |  |  | Y | 2017-03-31 | RDB_APP | 2017-03-31 | RDB_APP | 2017-03-31 | 2958465 | DNO - NPG North East (Northen Power Grid) | RAVENSWORTH - T POINT OFF STELLA WEST | 132kV
RAVW6 | RAVENSWORTH - T POINT OFF STELLA WEST 66KV |  | 2017-03-31 | 2958465 |  |  | Y | 2017-03-31 | RDB_APP | 2017-03-31 | RDB_APP | 2017-03-31 | 2958465 | DNO - NPG North East (Northen Power Grid) | RAVENSWORTH - T POINT OFF STELLA WEST | 66kV
RAWC6 | RAWCLIFFE 66KV |  | 2017-03-31 | 2958465 |  |  | Y | 2017-03-31 | RDB_APP | 2017-03-31 | RDB_APP | 2017-03-31 | 2958465 | DNO - NPG Yorkshire (Northen Power Grid) | RAWCLIFFE | 66kV
RAWR5 | RAWMARSH ROAD 11KV |  | 2017-03-31 | 2958465 |  |  | Y | 2017-03-31 | RDB_APP | 2017-03-31 | RDB_APP | 2017-03-31 | 2958465 | DNO - NPG Yorkshire (Northen Power Grid) | RAWMARSH ROAD | 11kV
RAYL1 | RAYLEIGH 132KV |  | 2017-03-31 | 2958465 |  |  | Y | 2017-03-31 | RDB_APP | 2017-03-31 | RDB_APP | 2017-03-31 | 2958465 | DNO - UK Power Networks Eastern | RAYLEIGH | 132kV
RAYL3 | RAYLEIGH 33KV |  | 2017-03-31 | 2958465 |  |  | Y | 2017-03-31 | RDB_APP | 2017-03-31 | RDB_APP | 2017-03-31 | 2958465 | DNO - UK Power Networks Eastern | RAYLEIGH | 33kV
RAYL4 | RAYLEIGH 400KV |  | 2017-03-31 | 2958465 |  |  | Y | 2017-03-31 | RDB_APP | 2017-03-31 | RDB_APP | 2017-03-31 | 2958465 | TO - National Grid Electricity Transmission | RAYLEIGH | 400kV
RAYL7 | RAYLEIGH 25KV |  | 2017-03-31 | 2958465 |  |  | Y | 2017-03-31 | RDB_APP | 2017-03-31 | RDB_APP | 2017-03-31 | 2958465 | DNO - UK Power Networks Eastern | RAYLEIGH | 22kV
RAYL8 | RAYLEIGH 6.6KV |  | 2017-03-31 | 2958465 |  |  | Y | 2017-03-31 | RDB_APP | 2017-03-31 | RDB_APP | 2017-03-31 | 2958465 | Unknown | RAYLEIGH | 6.6kV
RAYM1 | RAYLEIGH MAIN 132KV |  | 2017-03-31 | 2958465 |  |  | Y | 2017-03-31 | RDB_APP | 2017-03-31 | RDB_APP | 2017-03-31 | 2958465 | TO - National Grid Electricity Transmission | RAYLEIGH MAIN | 132kV
READ1 | READING 132KV |  | 2017-03-31 | 2958465 |  |  | Y | 2017-03-31 | RDB_APP | 2017-03-31 | RDB_APP | 2017-03-31 | 2958465 | DNO - SSE Southern | READING | 132kV
READ3 | READING 33KV |  | 2017-03-31 | 2958465 |  |  | Y | 2017-03-31 | RDB_APP | 2017-03-31 | RDB_APP | 2017-03-31 | 2958465 | DNO - SSE Southern | READING | 33kV
REAT1 | READING TOWN 132KV |  | 2017-03-31 | 2958465 |  |  | Y | 2017-03-31 | RDB_APP | 2017-03-31 | RDB_APP | 2017-03-31 | 2958465 | DNO - SSE Southern | READING TOWN | 132kV
REAT3 | READING TOWN 33KV |  | 2017-03-31 | 2958465 |  |  | Y | 2017-03-31 | RDB_APP | 2017-03-31 | RDB_APP | 2017-03-31 | 2958465 | DNO - SSE Southern | READING TOWN | 33kV
REBR2 | REDBRIDGE 275KV |  | 2017-03-31 | 2958465 |  |  | Y | 2017-03-31 | RDB_APP | 2017-03-31 | RDB_APP | 2017-03-31 | 2958465 | TO - National Grid Electricity Transmission | REDBRIDGE | 275kV
REBR3 | REDBRIDGE 33KV |  | 2017-03-31 | 2958465 |  |  | Y | 2017-03-31 | RDB_APP | 2017-03-31 | RDB_APP | 2017-03-31 | 2958465 | TO - National Grid Electricity Transmission | REDBRIDGE | 33kV
REDC6 | REDCAR 66KV |  | 2017-03-31 | 2958465 |  |  | Y | 2017-03-31 | RDB_APP | 2017-03-31 | RDB_APP | 2017-03-31 | 2958465 | LCC - Corus Steel | REDCAR | 66kV
REDD1 | REDDITCH 132KV |  | 2017-03-31 | 2958465 |  |  | Y | 2017-03-31 | RDB_APP | 2017-03-31 | RDB_APP | 2017-03-31 | 2958465 | Unknown | REDDITCH | 132kV
REDH1 | REDHOUSE 132KV |  | 2017-03-31 | 2958465 | GLNI1 |  | Y | 2017-03-31 | RDB_APP | 2017-03-31 | RDB_APP | 2017-03-31 | 2958465 | TO - Scottish Power Transmission Ltd | REDHOUSE | 132kV
REDH3 | REDHOUSE 33KV |  | 2017-03-31 | 2958465 | REDH1 |  | Y | 2017-03-31 | RDB_APP | 2017-03-31 | RDB_APP | 2017-03-31 | 2958465 | TO - Scottish Power Transmission Ltd | REDHOUSE | 33kV
REDK6 | CORUS COKE / ORE 66KV |  | 2017-03-31 | 2958465 |  |  | Y | 2017-03-31 | RDB_APP | 2017-03-31 | RDB_APP | 2017-03-31 | 2958465 | LCC - Corus Steel | CORUS COKE / ORE | 66kV
REDM1 | REDMOSS 132KV |  | 2017-03-31 | 2958465 | CLAY1 |  | Y | 2017-03-31 | RDB_APP | 2017-03-31 | RDB_APP | 2017-03-31 | 2958465 | TO - Scottish Hydro Electric Transmission Ltd | REDMOSS | 132kV
REDM3 | REDMOSS 33KV |  | 2017-03-31 | 2958465 | REDM1 |  | Y | 2017-03-31 | RDB_APP | 2017-03-31 | RDB_APP | 2017-03-31 | 2958465 | DNO - Scottish & Southern Energy DNO Scotland | REDMOSS | 33kV
REDN5 | REDDITCH 11KV |  | 2017-03-31 | 2958465 |  |  | Y | 2017-03-31 | RDB_APP | 2017-03-31 | RDB_APP | 2017-03-31 | 2958465 | DNO - WPD East Midlands | REDDITCH | 11kV
REDN6 | REDDITCH 66KV |  | 2017-03-31 | 2958465 |  |  | Y | 2017-03-31 | RDB_APP | 2017-03-31 | RDB_APP | 2017-03-31 | 2958465 | DNO - WPD East Midlands | REDDITCH | 66kV
REDP6 | CORUS PELLET/SINTER 66KV |  | 2017-03-31 | 2958465 |  |  | Y | 2017-03-31 | RDB_APP | 2017-03-31 | RDB_APP | 2017-03-31 | 2958465 | LCC - Corus Steel | CORUS PELLET/SINTER | 66kV
REHI1 | REDHILL 132KV |  | 2017-03-31 | 2958465 |  |  | Y | 2017-03-31 | RDB_APP | 2017-03-31 | RDB_APP | 2017-03-31 | 2958465 | DNO - SSE Southern | REDHILL | 132kV
REHI3 | REDHILL 33KV |  | 2017-03-31 | 2958465 |  |  | Y | 2017-03-31 | RDB_APP | 2017-03-31 | RDB_APP | 2017-03-31 | 2958465 | DNO - SSE Southern | REDHILL | 33kV
RETF1 | RETFORD 132KV |  | 2017-03-31 | 2958465 |  |  | Y | 2017-03-31 | RDB_APP | 2017-03-31 | RDB_APP | 2017-03-31 | 2958465 | DNO - WPD East Midlands | RETFORD | 132kV
RHEI1 | RHEIDOL 132KV |  | 2017-03-31 | 2958465 |  |  | Y | 2017-03-31 | RDB_APP | 2017-03-31 | RDB_APP | 2017-03-31 | 2958465 | DNO - SP MANWEB(Scottish Power) | RHEIDOL | 132kV
RHEI3 | RHEIDOL 33KV |  | 2017-03-31 | 2958465 |  |  | Y | 2017-03-31 | RDB_APP | 2017-03-31 | RDB_APP | 2017-03-31 | 2958465 | DNO - SP MANWEB(Scottish Power) | RHEIDOL | 33kV
RHGO1 | RHOSGOCH SITE 132KV |  | 2017-03-31 | 2958465 |  |  | Y | 2017-03-31 | RDB_APP | 2017-03-31 | RDB_APP | 2017-03-31 | 2958465 | DNO - SP MANWEB(Scottish Power) | RHOSGOCH SITE | 132kV
RHIG4 | RHIGOS 400KV |  | 2017-03-31 | 2958465 |  |  | Y | 2017-03-31 | RDB_APP | 2017-03-31 | RDB_APP | 2017-03-31 | 2958465 | TO - National Grid Electricity Transmission | RHIGOS | 400kV
RHOS1 | RHOS 132KV |  | 2017-03-31 | 2958465 |  |  | Y | 2017-03-31 | RDB_APP | 2017-03-31 | RDB_APP | 2017-03-31 | 2958465 | DNO - WPD South Wales | RHOS | 132kV
RHOS3 | RHOS 33KV |  | 2017-03-31 | 2958465 |  |  | Y | 2017-03-31 | RDB_APP | 2017-03-31 | RDB_APP | 2017-03-31 | 2958465 | DNO - WPD South Wales | RHOS | 33kV
RHYD3 | RHYD-Y-GROES W/F 33KV |  | 2017-03-31 | 2958465 |  |  | Y | 2017-03-31 | RDB_APP | 2017-03-31 | RDB_APP | 2017-03-31 | 2958465 | DNO - SP MANWEB(Scottish Power) | RHYD-Y-GROES W/F | 33kV
RHYF1 | RHYL FLATS OFFSHORE WIND FARM 132KV |  | 2017-03-31 | 2958465 |  |  | Y | 2017-03-31 | RDB_APP | 2017-03-31 | RDB_APP | 2017-03-31 | 2958465 | PS - SCOTTISH POWER RENWABLES | RHYL FLATS OFFSHORE WIND FARM | 132kV
RHYF1A | RHYL FLATS OFFSHORE WIND FARM 132KV |  | 2017-03-31 | 2958465 |  |  | Y | 2017-03-31 | RDB_APP | 2017-03-31 | RDB_APP | 2017-03-31 | 2958465 | PS - SCOTTISH POWER RENWABLES | RHYL FLATS OFFSHORE WIND FARM | 132kV
RHYL1 | RHYL 132KV |  | 2017-03-31 | 2958465 |  |  | Y | 2017-03-31 | RDB_APP | 2017-03-31 | RDB_APP | 2017-03-31 | 2958465 | DNO - SP MANWEB(Scottish Power) | RHYL | 132kV
RHYL3 | RHYL 33KV |  | 2017-03-31 | 2958465 |  |  | Y | 2017-03-31 | RDB_APP | 2017-03-31 | RDB_APP | 2017-03-31 | 2958465 | DNO - SP MANWEB(Scottish Power) | RHYL | 33kV
RIBB1 | RIBBLE 132KV |  | 2017-03-31 | 2958465 |  |  | Y | 2017-03-31 | RDB_APP | 2017-03-31 | RDB_APP | 2017-03-31 | 2958465 | DNO - ENW (Electric North-West) | RIBBLE | 132kV
RIBB3 | RIBBLE 33KV |  | 2017-03-31 | 2958465 |  |  | Y | 2017-03-31 | RDB_APP | 2017-03-31 | RDB_APP | 2017-03-31 | 2958465 | DNO - ENW (Electric North-West) | RIBBLE | 33kV
RICH1 | RICHBOROUGH 132KV |  | 2017-03-31 | 2958465 |  |  | Y | 2017-03-31 | RDB_APP | 2017-03-31 | RDB_APP | 2017-03-31 | 2958465 | DNO - UK Power Networks South East | RICHBOROUGH | 132kV
RICH3 | RICHBOROUGH 33KV |  | 2017-03-31 | 2958465 |  |  | Y | 2017-03-31 | RDB_APP | 2017-03-31 | RDB_APP | 2017-03-31 | 2958465 | DNO - UK Power Networks South East | RICHBOROUGH | 33kV
RICH4 | RICHBOROUGH 400KV |  | 2017-03-31 | 2958465 |  |  | Y | 2017-03-31 | RDB_APP | 2017-03-31 | RDB_APP | 2017-03-31 | 2958465 | DNO - UK Power Networks South East | RICHBOROUGH | 400kV
RICH8 | RICHBOROUGH 6.6KV |  | 2017-03-31 | 2958465 |  |  | Y | 2017-03-31 | RDB_APP | 2017-03-31 | RDB_APP | 2017-03-31 | 2958465 | DNO - UK Power Networks South East | RICHBOROUGH | 6.6kV
RICK1 | RICKMANSWORTH 132KV |  | 2017-03-31 | 2958465 |  |  | Y | 2017-03-31 | RDB_APP | 2017-03-31 | RDB_APP | 2017-03-31 | 2958465 | DNO - UK Power Networks Eastern | RICKMANSWORTH | 132kV
RICK5 | RICKMANSWORTH 11KV |  | 2017-03-31 | 2958465 |  |  | Y | 2017-03-31 | RDB_APP | 2017-03-31 | RDB_APP | 2017-03-31 | 2958465 | DNO - UK Power Networks Eastern | RICKMANSWORTH | 11kV
RISL1 | RISLEY 132KV |  | 2017-03-31 | 2958465 |  |  | Y | 2017-03-31 | RDB_APP | 2017-03-31 | RDB_APP | 2017-03-31 | 2958465 | DNO - SP MANWEB(Scottish Power) | RISLEY | 132kV
RISL5 | RISLEY 11KV |  | 2017-03-31 | 2958465 |  |  | Y | 2017-03-31 | RDB_APP | 2017-03-31 | RDB_APP | 2017-03-31 | 2958465 | DNO - SP MANWEB(Scottish Power) | RISLEY | 11kV
ROBE1 | ROBESTON 132KV |  | 2017-03-31 | 2958465 |  |  | Y | 2017-03-31 | RDB_APP | 2017-03-31 | RDB_APP | 2017-03-31 | 2958465 | DNO - WPD South Wales | ROBESTON | 132kV
ROBE5 | ROBESTON 11KV |  | 2017-03-31 | 2958465 |  |  | Y | 2017-03-31 | RDB_APP | 2017-03-31 | RDB_APP | 2017-03-31 | 2958465 | DNO - WPD South Wales | ROBESTON | 11kV
ROBP3 | ROTHES BIOPOWER 33KV |  | 2017-03-31 | 2958465 |  |  | Y | 2017-03-31 | RDB_APP | 2017-03-31 | RDB_APP | 2017-03-31 | 2958465 | DNO - Scottish Power DNO Scotland | ROTHES BIOPOWER | 33kV
ROBR1 | ROBIN RIGG OFFSHORE WIND FARM 132KV |  | 2017-03-31 | 2958465 |  |  | Y | 2017-03-31 | RDB_APP | 2017-03-31 | RDB_APP | 2017-03-31 | 2958465 | PS - E.ON UK plc | ROBIN RIGG OFFSHORE WIND FARM | 132kV
ROBR3 | ROBIN RIGG OFFSHORE WIND FARM 33KV |  | 2017-03-31 | 2958465 |  |  | Y | 2017-03-31 | RDB_APP | 2017-03-31 | RDB_APP | 2017-03-31 | 2958465 | PS - E.ON UK plc | ROBIN RIGG OFFSHORE WIND FARM | 33kV
ROBW3 | ROBIN RIGG WEST 33KV |  | 2017-03-31 | 2958465 |  |  | Y | 2017-03-31 | RDB_APP | 2017-03-31 | RDB_APP | 2017-03-31 | 2958465 | PS - E.ON UK plc | ROBIN RIGG WEST | 33kV
ROCF1 | ROCK FERRY 132KV |  | 2017-03-31 | 2958465 |  |  | Y | 2017-03-31 | RDB_APP | 2017-03-31 | RDB_APP | 2017-03-31 | 2958465 | DNO - SP MANWEB(Scottish Power) | ROCK FERRY | 132kV
ROCF3 | ROCK FERRY 33KV |  | 2017-03-31 | 2958465 |  |  | Y | 2017-03-31 | RDB_APP | 2017-03-31 | RDB_APP | 2017-03-31 | 2958465 | DNO - SP MANWEB(Scottish Power) | ROCK FERRY | 33kV
ROCH1 | ROCHDALE 132KV |  | 2017-03-31 | 2958465 |  |  | Y | 2017-03-31 | RDB_APP | 2017-03-31 | RDB_APP | 2017-03-31 | 2958465 | TO - National Grid Electricity Transmission | ROCHDALE | 132kV
ROCH2 | ROCHDALE 275KV |  | 2017-03-31 | 2958465 |  |  | Y | 2017-03-31 | RDB_APP | 2017-03-31 | RDB_APP | 2017-03-31 | 2958465 | TO - National Grid Electricity Transmission | ROCHDALE | 275kV
ROCH4 | ROCHDALE 400KV |  | 2017-03-31 | 2958465 |  |  | Y | 2017-03-31 | RDB_APP | 2017-03-31 | RDB_APP | 2017-03-31 | 2958465 | TO - National Grid Electricity Transmission | ROCHDALE | 400kV
ROCK1 | ROCKSAVAGE 132KV |  | 2017-03-31 | 2958465 |  |  | Y | 2017-03-31 | RDB_APP | 2017-03-31 | RDB_APP | 2017-03-31 | 2958465 | TO - National Grid Electricity Transmission | ROCKSAVAGE | 132kV
ROCK4 | ROCKSAVAGE 400KV |  | 2017-03-31 | 2958465 |  |  | Y | 2017-03-31 | RDB_APP | 2017-03-31 | RDB_APP | 2017-03-31 | 2958465 | TO - National Grid Electricity Transmission | ROCKSAVAGE | 400kV
ROCK8 | ROCKSAVAGE 6.6KV |  | 2017-03-31 | 2958465 |  |  | Y | 2017-03-31 | RDB_APP | 2017-03-31 | RDB_APP | 2017-03-31 | 2958465 | TO - National Grid Electricity Transmission | ROCKSAVAGE | 6.6kV
ROCP3 | ROCKSAVAGE POWER STATION 33KV |  | 2017-03-31 | 2958465 |  |  | Y | 2017-03-31 | RDB_APP | 2017-03-31 | RDB_APP | 2017-03-31 | 2958465 | PS - Intergen Services, Inc. | ROCKSAVAGE POWER STATION | 33kV
ROCP4 | ROCKSAVAGE POWER STATION 400KV |  | 2017-03-31 | 2958465 |  |  | Y | 2017-03-31 | RDB_APP | 2017-03-31 | RDB_APP | 2017-03-31 | 2958465 | TO - National Grid Electricity Transmission | ROCKSAVAGE POWER STATION | 400kV
ROCW6 | ROCKWARE 66KV |  | 2017-03-31 | 2958465 |  |  | Y | 2017-03-31 | RDB_APP | 2017-03-31 | RDB_APP | 2017-03-31 | 2958465 | DNO - NPG Yorkshire (Northen Power Grid) | ROCKWARE | 66kV
RODM1 | RODMILLS(GKN) 132KV |  | 2017-03-31 | 2958465 |  |  | Y | 2017-03-31 | RDB_APP | 2017-03-31 | RDB_APP | 2017-03-31 | 2958465 | DNO - WPD South Wales | RODMILLS(GKN) | 132kV
RODM5 | RODMILLS(GKN) 11KV |  | 2017-03-31 | 2958465 |  |  | Y | 2017-03-31 | RDB_APP | 2017-03-31 | RDB_APP | 2017-03-31 | 2958465 | DNO - WPD South Wales | RODMILLS(GKN) | 11kV
ROLR1 | ROLLS ROYCE 132KV |  | 2017-03-31 | 2958465 |  |  | Y | 2017-03-31 | RDB_APP | 2017-03-31 | RDB_APP | 2017-03-31 | 2958465 | DNO - WPD East Midlands | ROLLS ROYCE | 132kV
ROLR3 | ROLLS ROYCE 33KV |  | 2017-03-31 | 2958465 |  |  | Y | 2017-03-31 | RDB_APP | 2017-03-31 | RDB_APP | 2017-03-31 | 2958465 | DNO - WPD East Midlands | ROLLS ROYCE | 33kV
ROLR5 | ROLLS ROYCE 11KV |  | 2017-03-31 | 2958465 |  |  | Y | 2017-03-31 | RDB_APP | 2017-03-31 | RDB_APP | 2017-03-31 | 2958465 | DNO - WPD East Midlands | ROLLS ROYCE | 11kV
ROOS1 | ROOSECOTE 132KV |  | 2017-03-31 | 2958465 |  |  | Y | 2017-03-31 | RDB_APP | 2017-03-31 | RDB_APP | 2017-03-31 | 2958465 | DNO - ENW (Electric North-West) | ROOSECOTE | 132kV
ROOS8 | ROOSECOTE 6.6KV |  | 2017-03-31 | 2958465 |  |  | Y | 2017-03-31 | RDB_APP | 2017-03-31 | RDB_APP | 2017-03-31 | 2958465 | DNO - ENW (Electric North-West) | ROOSECOTE | 6.6kV
RORE1 | ROBIN RIGG EAST ONSHORE 132KV |  | 2017-03-31 | 2958465 |  |  | Y | 2017-03-31 | RDB_APP | 2017-03-31 | RDB_APP | 2017-03-31 | 2958465 | TO - National Grid Electricity Transmission | ROBIN RIGG EAST ONSHORE | 132kV
RORE3 | ROBIN RIGG EAST ONSHORE 33KV |  | 2017-03-31 | 2958465 |  |  | Y | 2017-03-31 | RDB_APP | 2017-03-31 | RDB_APP | 2017-03-31 | 2958465 | TO - National Grid Electricity Transmission | ROBIN RIGG EAST ONSHORE | 33kV
RORE8 | ROBIN RIGG EAST ONSHORE 6.6KV |  | 2017-03-31 | 2958465 |  |  | Y | 2017-03-31 | RDB_APP | 2017-03-31 | RDB_APP | 2017-03-31 | 2958465 | TO - National Grid Electricity Transmission | ROBIN RIGG EAST ONSHORE | 6.6kV
RORW1 | ROBIN RIGG WEST ONSHORE 132KV |  | 2017-03-31 | 2958465 |  |  | Y | 2017-03-31 | RDB_APP | 2017-03-31 | RDB_APP | 2017-03-31 | 2958465 | TO - National Grid Electricity Transmission | ROBIN RIGG WEST ONSHORE | 132kV
ROSE3 | ROSEHALL WIND FARM 33KV |  | 2017-03-31 | 2958465 |  |  | Y | 2017-03-31 | RDB_APP | 2017-03-31 | RDB_APP | 2017-03-31 | 2958465 | PS - SSE Generation Limited | ROSEHALL WIND FARM | 33kV
ROSE5 | ROSEHALL WIND FARM 11KV |  | 2017-03-31 | 2958465 |  |  | Y | 2017-03-31 | RDB_APP | 2017-03-31 | RDB_APP | 2017-03-31 | 2958465 | PS - SSE Generation Limited | ROSEHALL WIND FARM | 11kV
ROSS1 | ROSSENDALE 132KV |  | 2017-03-31 | 2958465 |  |  | Y | 2017-03-31 | RDB_APP | 2017-03-31 | RDB_APP | 2017-03-31 | 2958465 | DNO - ENW (Electric North-West) | ROSSENDALE | 132kV
ROSS3 | ROSSENDALE 33KV |  | 2017-03-31 | 2958465 |  |  | Y | 2017-03-31 | RDB_APP | 2017-03-31 | RDB_APP | 2017-03-31 | 2958465 | DNO - ENW (Electric North-West) | ROSSENDALE | 33kV
ROTH1 | ROTHERHAM REPORT CEN 132KV |  | 2017-03-31 | 2958465 |  |  | Y | 2017-03-31 | RDB_APP | 2017-03-31 | RDB_APP | 2017-03-31 | 2958465 | DNO - NPG Yorkshire (Northen Power Grid) | ROTHERHAM REPORT CEN | 132kV
ROVW1 | ROVER WAY 132KV |  | 2017-03-31 | 2958465 |  |  | Y | 2017-03-31 | RDB_APP | 2017-03-31 | RDB_APP | 2017-03-31 | 2958465 | DNO - WPD South Wales | ROVER WAY | 132kV
ROVW5 | ROVER WAY 11KV |  | 2017-03-31 | 2958465 |  |  | Y | 2017-03-31 | RDB_APP | 2017-03-31 | RDB_APP | 2017-03-31 | 2958465 | DNO - WPD South Wales | ROVER WAY | 11kV
ROWD2 | ROWDOWN 275KV |  | 2017-03-31 | 2958465 |  |  | Y | 2017-03-31 | RDB_APP | 2017-03-31 | RDB_APP | 2017-03-31 | 2958465 | TO - National Grid Electricity Transmission | ROWDOWN | 275kV
ROWD4 | ROWDOWN 400KV |  | 2017-03-31 | 2958465 |  |  | Y | 2017-03-31 | RDB_APP | 2017-03-31 | RDB_APP | 2017-03-31 | 2958465 | TO - National Grid Electricity Transmission | ROWDOWN | 400kV
ROWN1 | ROWNHAMS 132KV |  | 2017-03-31 | 2958465 |  |  | Y | 2017-03-31 | RDB_APP | 2017-03-31 | RDB_APP | 2017-03-31 | 2958465 | DNO - SSE Southern | ROWNHAMS | 132kV
ROWN3 | ROWNHAMS 33KV |  | 2017-03-31 | 2958465 |  |  | Y | 2017-03-31 | RDB_APP | 2017-03-31 | RDB_APP | 2017-03-31 | 2958465 | DNO - SSE Southern | ROWNHAMS | 33kV
RREW1 | ROBIN RIGG EAST BMU & OFFSHORE 132KV |  | 2017-03-31 | 2958465 |  |  | Y | 2017-03-31 | RDB_APP | 2017-03-31 | RDB_APP | 2017-03-31 | 2958465 | TO - National Grid Electricity Transmission | ROBIN RIGG EAST BMU & OFFSHORE | 132kV
RREW3 | ROBIN RIGG EAST BMU & OFFSHORE 33KV |  | 2017-03-31 | 2958465 |  |  | Y | 2017-03-31 | RDB_APP | 2017-03-31 | RDB_APP | 2017-03-31 | 2958465 | TO - National Grid Electricity Transmission | ROBIN RIGG EAST BMU & OFFSHORE | 33kV
RRGT5 | ROLLS ROYCE GT'S 11KV |  | 2017-03-31 | 2958465 |  |  | Y | 2017-03-31 | RDB_APP | 2017-03-31 | RDB_APP | 2017-03-31 | 2958465 | DNO - WPD East Midlands | ROLLS ROYCE GT'S | 11kV
RRWW1 | ROBIN RIGG WEST BMU & OFFSHORE 132KV |  | 2017-03-31 | 2958465 |  |  | Y | 2017-03-31 | RDB_APP | 2017-03-31 | RDB_APP | 2017-03-31 | 2958465 | TO - National Grid Electricity Transmission | ROBIN RIGG WEST BMU & OFFSHORE | 132kV
RRWW3 | ROBIN RIGG WEST BMU & OFFSHORE 33KV |  | 2017-03-31 | 2958465 |  |  | Y | 2017-03-31 | RDB_APP | 2017-03-31 | RDB_APP | 2017-03-31 | 2958465 | TO - National Grid Electricity Transmission | ROBIN RIGG WEST BMU & OFFSHORE | 33kV
RUCK1 | RUCKINGE 132KV |  | 2017-03-31 | 2958465 |  |  | Y | 2017-03-31 | RDB_APP | 2017-03-31 | RDB_APP | 2017-03-31 | 2958465 | DNO - UK Power Networks South East | RUCKINGE | 132kV
RUCK3 | RUCKINGE 33KV |  | 2017-03-31 | 2958465 |  |  | Y | 2017-03-31 | RDB_APP | 2017-03-31 | RDB_APP | 2017-03-31 | 2958465 | DNO - UK Power Networks South East | RUCKINGE | 33kV
RUGB1 | RUGBY CENTRAL 132KV |  | 2017-03-31 | 2958465 |  |  | Y | 2017-03-31 | RDB_APP | 2017-03-31 | RDB_APP | 2017-03-31 | 2958465 | DNO - WPD East Midlands | RUGBY CENTRAL | 132kV
RUGB1A | RUGBY CENTRAL 132KV |  | 2017-03-31 | 2958465 |  |  | Y | 2017-03-31 | RDB_APP | 2017-03-31 | RDB_APP | 2017-03-31 | 2958465 | DNO - WPD East Midlands | RUGBY CENTRAL | 132kV
RUGB1B | RUGBY CENTRAL 132KV |  | 2017-03-31 | 2958465 |  |  | Y | 2017-03-31 | RDB_APP | 2017-03-31 | RDB_APP | 2017-03-31 | 2958465 | DNO - WPD East Midlands | RUGBY CENTRAL | 132kV
RUGB3 | RUGBY CENTRAL 33KV |  | 2017-03-31 | 2958465 |  |  | Y | 2017-03-31 | RDB_APP | 2017-03-31 | RDB_APP | 2017-03-31 | 2958465 | DNO - WPD East Midlands | RUGBY CENTRAL | 33kV
RUGE1 | RUGELEY 132KV |  | 2017-03-31 | 2958465 |  |  | Y | 2017-03-31 | RDB_APP | 2017-03-31 | RDB_APP | 2017-03-31 | 2958465 | TO - National Grid Electricity Transmission | RUGELEY | 132kV
RUGE3R | RUGELEY 33KV |  | 2017-03-31 | 2958465 |  |  | Y | 2017-03-31 | RDB_APP | 2017-03-31 | RDB_APP | 2017-03-31 | 2958465 | Unknown | RUGELEY | 33kV
RUGE4 | RUGELEY 400KV |  | 2017-03-31 | 2958465 |  |  | Y | 2017-03-31 | RDB_APP | 2017-03-31 | RDB_APP | 2017-03-31 | 2958465 | TO - National Grid Electricity Transmission | RUGELEY | 400kV
RUGE5 | RUGELEY 11KV |  | 2017-03-31 | 2958465 |  |  | Y | 2017-03-31 | RDB_APP | 2017-03-31 | RDB_APP | 2017-03-31 | 2958465 | TO - National Grid Electricity Transmission | RUGELEY | 11kV
RUGL8 | RUGELEY GEN 6.6KV |  | 2017-03-31 | 2958465 |  |  | Y | 2017-03-31 | RDB_APP | 2017-03-31 | RDB_APP | 2017-03-31 | 2958465 | TO - National Grid Electricity Transmission | RUGELEY GEN | 6.6kV
RUMB1 | RUMBURCH TEE 132KV |  | 2017-03-31 | 2958465 |  |  | Y | 2017-03-31 | RDB_APP | 2017-03-31 | RDB_APP | 2017-03-31 | 2958465 | DNO - UK Power Networks Eastern | RUMBURCH TEE | 132kV
RUTH3 | RUTHIN 33KV |  | 2017-03-31 | 2958465 |  |  | Y | 2017-03-31 | RDB_APP | 2017-03-31 | RDB_APP | 2017-03-31 | 2958465 | DNO - SP MANWEB(Scottish Power) | RUTHIN | 33kV
RYEF1 | RYEFORD 132KV |  | 2017-03-31 | 2958465 |  |  | Y | 2017-03-31 | RDB_APP | 2017-03-31 | RDB_APP | 2017-03-31 | 2958465 | DNO - WPD West Midlands | RYEFORD | 132kV
RYEF3 | RYEFORD 33KV |  | 2017-03-31 | 2958465 |  |  | Y | 2017-03-31 | RDB_APP | 2017-03-31 | RDB_APP | 2017-03-31 | 2958465 | DNO - WPD West Midlands | RYEFORD | 33kV
RYEG1 | RYE GRID 132KV |  | 2017-03-31 | 2958465 |  |  | Y | 2017-03-31 | RDB_APP | 2017-03-31 | RDB_APP | 2017-03-31 | 2958465 | DNO - UK Power Networks South East | RYE GRID | 132kV
RYEG3 | RYE GRID 33KV |  | 2017-03-31 | 2958465 |  |  | Y | 2017-03-31 | RDB_APP | 2017-03-31 | RDB_APP | 2017-03-31 | 2958465 | DNO - UK Power Networks South East | RYE GRID | 33kV
RYEG4 | RYE GRID 400KV |  | 2017-03-31 | 2958465 |  |  | Y | 2017-03-31 | RDB_APP | 2017-03-31 | RDB_APP | 2017-03-31 | 2958465 | DNO - UK Power Networks South East | RYE GRID | 400kV
RYEH1 | RYEHOUSE 132KV |  | 2017-03-31 | 2958465 |  |  | Y | 2017-03-31 | RDB_APP | 2017-03-31 | RDB_APP | 2017-03-31 | 2958465 | TO - National Grid Electricity Transmission | RYEHOUSE | 132kV
RYEH3 | RYEHOUSE 33KV |  | 2017-03-31 | 2958465 |  |  | Y | 2017-03-31 | RDB_APP | 2017-03-31 | RDB_APP | 2017-03-31 | 2958465 | DNO - UK Power Networks Eastern | RYEHOUSE | 33kV
RYEH4 | RYEHOUSE 400KV |  | 2017-03-31 | 2958465 |  |  | Y | 2017-03-31 | RDB_APP | 2017-03-31 | RDB_APP | 2017-03-31 | 2958465 | TO - National Grid Electricity Transmission | RYEHOUSE | 400kV
RYEH7 | RYEHOUSE 25KV |  | 2017-03-31 | 2958465 |  |  | Y | 2017-03-31 | RDB_APP | 2017-03-31 | RDB_APP | 2017-03-31 | 2958465 | DNO - UK Power Networks Eastern | RYEHOUSE | 22kV
RYEH8 | RYEHOUSE 6.6KV |  | 2017-03-31 | 2958465 |  |  | Y | 2017-03-31 | RDB_APP | 2017-03-31 | RDB_APP | 2017-03-31 | 2958465 | TO - National Grid Electricity Transmission | RYEHOUSE | 6.6kV
RYHA4 | RYHALL (NETWORK RAIL) 400KV |  | 2017-03-31 | 2958465 |  |  | Y | 2017-03-31 | RDB_APP | 2017-03-31 | RDB_APP | 2017-03-31 | 2958465 | TO - National Grid Electricity Transmission | RYHALL (NETWORK RAIL) | 400kV
RYHA4A | RYHALL (NETWORK RAIL) 400kV | DM | 2017-07-12 |  |  |  | Y | 2017-07-12 | joaquin.jimenez | 2017-07-12 | geoff.ray | 2017-07-12 |  | TO - National Grid Electricity Transmission | RYHALL (NETWORK RAIL) | 400kV
RYHA4B | RYHALL (NETWORK RAIL) 400kV | DM | 2017-07-12 |  |  |  | Y | 2017-07-12 | geoff.ray | 2017-07-12 | joaquin.jimenez | 2017-07-12 |  | TO - National Grid Electricity Transmission | RYHALL (NETWORK RAIL) | 400kV
SABA3 | SANDBACH CHP 33KV |  | 2017-03-31 | 2958465 |  |  | Y | 2017-03-31 | RDB_APP | 2017-03-31 | RDB_APP | 2017-03-31 | 2958465 | Unknown | SANDBACH CHP | 33kV
SACO1 | SALTCOATS 132KV |  | 2017-03-31 | 2958465 | HUNF1 |  | Y | 2017-03-31 | RDB_APP | 2017-03-31 | RDB_APP | 2017-03-31 | 2958465 | TO - Scottish Power Transmission Ltd | SALTCOATS | 132kV
SACO2 | SALTCOATS 275KV |  | 2017-03-31 | 2958465 |  |  | Y | 2017-03-31 | RDB_APP | 2017-03-31 | RDB_APP | 2017-03-31 | 2958465 | TO - Scottish Power Transmission Ltd | SALTCOATS | 275kV
SACO3 | SALTCOATS 33KV |  | 2017-03-31 | 2958465 | SACO1 |  | Y | 2017-03-31 | RDB_APP | 2017-03-31 | RDB_APP | 2017-03-31 | 2958465 | TO - Scottish Power Transmission Ltd | SALTCOATS | 33kV
SACO7 | SALTCOATS 25KV |  | 2017-03-31 | 2958465 | SACO0 |  | Y | 2017-03-31 | RDB_APP | 2017-03-31 | RDB_APP | 2017-03-31 | 2958465 | TO - Scottish Power Transmission Ltd | SALTCOATS | 22kV
SAEN1 | SALTEND NORTH S/STN 132KV |  | 2017-03-31 | 2958465 |  |  | Y | 2017-03-31 | RDB_APP | 2017-03-31 | RDB_APP | 2017-03-31 | 2958465 | TO - National Grid Electricity Transmission | SALTEND NORTH S/STN | 132kV
SAEN2 | SALTEND NORTH S/STN 275KV |  | 2017-03-31 | 2958465 |  |  | Y | 2017-03-31 | RDB_APP | 2017-03-31 | RDB_APP | 2017-03-31 | 2958465 | TO - National Grid Electricity Transmission | SALTEND NORTH S/STN | 275kV
SAES2 | SALT END SOUTH 275KV |  | 2017-03-31 | 2958465 |  |  | Y | 2017-03-31 | RDB_APP | 2017-03-31 | RDB_APP | 2017-03-31 | 2958465 | TO - National Grid Electricity Transmission | SALT END SOUTH | 275kV
SAES3 | SALT END SOUTH 33KV |  | 2017-03-31 | 2958465 |  |  | Y | 2017-03-31 | RDB_APP | 2017-03-31 | RDB_APP | 2017-03-31 | 2958465 | TO - National Grid Electricity Transmission | SALT END SOUTH | 33kV
SAES8 | SALT END SOUTH 6.6KV |  | 2017-03-31 | 2958465 |  |  | Y | 2017-03-31 | RDB_APP | 2017-03-31 | RDB_APP | 2017-03-31 | 2958465 | TO - National Grid Electricity Transmission | SALT END SOUTH | 6.6kV
SAGA3 | SANDGATE 33KV |  | 2017-03-31 | 2958465 |  |  | Y | 2017-03-31 | RDB_APP | 2017-03-31 | RDB_APP | 2017-03-31 | 2958465 | DNO - ENW (Electric North-West) | SANDGATE | 33kV
SAID1 | SAINT DENNIS 132kV |  | 2017-10-27 |  |  | Location created from WPD-SW 2017 submission. Connected to Indian Queens 132kV. | Y | 2017-10-27 | Joaquin.Jimenez | 2017-10-27 | Jeremy.Rawlings | 2017-10-27 |  | DNO - WPD South West | SAINT DENNIS | 132kV
SAIE1 | PALM PAPER (SADDLEBOW INDUSTRIAL ESTATES 132KV |  | 2017-03-31 | 2958465 |  |  | Y | 2017-03-31 | RDB_APP | 2017-03-31 | RDB_APP | 2017-03-31 | 2958465 | DNO - UK Power Networks Eastern | PALM PAPER (SADDLEBOW INDUSTRIAL ESTATES | 132kV
SALE1 | SALE 132KV |  | 2017-03-31 | 2958465 |  |  | Y | 2017-03-31 | RDB_APP | 2017-03-31 | RDB_APP | 2017-03-31 | 2958465 | DNO - ENW (Electric North-West) | SALE | 132kV
SALE3 | SALE 33KV |  | 2017-03-31 | 2958465 |  |  | Y | 2017-03-31 | RDB_APP | 2017-03-31 | RDB_APP | 2017-03-31 | 2958465 | DNO - ENW (Electric North-West) | SALE | 33kV
SALH1 | SALTHOLME 132KV |  | 2017-03-31 | 2958465 |  |  | Y | 2017-03-31 | RDB_APP | 2017-03-31 | RDB_APP | 2017-03-31 | 2958465 | TO - National Grid Electricity Transmission | SALTHOLME | 132kV
SALH2 | SALTHOLME 275KV |  | 2017-03-31 | 2958465 |  |  | Y | 2017-03-31 | RDB_APP | 2017-03-31 | RDB_APP | 2017-03-31 | 2958465 | TO - National Grid Electricity Transmission | SALTHOLME | 275kV
SALI1 | SALISBURY 132KV |  | 2017-03-31 | 2958465 |  |  | Y | 2017-03-31 | RDB_APP | 2017-03-31 | RDB_APP | 2017-03-31 | 2958465 | DNO - SSE Southern | SALISBURY | 132kV
SALI3 | SALISBURY 33KV |  | 2017-03-31 | 2958465 |  |  | Y | 2017-03-31 | RDB_APP | 2017-03-31 | RDB_APP | 2017-03-31 | 2958465 | DNO - SSE Southern | SALISBURY | 33kV
SALL1 | SALLE 132KV |  | 2017-03-31 | 2958465 |  |  | Y | 2017-03-31 | RDB_APP | 2017-03-31 | RDB_APP | 2017-03-31 | 2958465 | DNO - UK Power Networks South East | SALLE | 132kV
SALL3 | SALLE 33KV |  | 2017-03-31 | 2958465 |  |  | Y | 2017-03-31 | RDB_APP | 2017-03-31 | RDB_APP | 2017-03-31 | 2958465 | DNO - UK Power Networks Eastern | SALLE | 33kV
SALT1 | SALTNEY 132KV |  | 2017-03-31 | 2958465 |  |  | Y | 2017-03-31 | RDB_APP | 2017-03-31 | RDB_APP | 2017-03-31 | 2958465 | DNO - SP MANWEB(Scottish Power) | SALTNEY | 132kV
SALT3 | SALTNEY 33KV |  | 2017-03-31 | 2958465 |  |  | Y | 2017-03-31 | RDB_APP | 2017-03-31 | RDB_APP | 2017-03-31 | 2958465 | DNO - SP MANWEB(Scottish Power) | SALTNEY | 33kV
SAMP1 | SOUTHAMPTON 132KV |  | 2017-03-31 | 2958465 |  |  | Y | 2017-03-31 | RDB_APP | 2017-03-31 | RDB_APP | 2017-03-31 | 2958465 | DNO - SSE Southern | SOUTHAMPTON | 132kV
SAMP3 | SOUTHAMPTON 33KV |  | 2017-03-31 | 2958465 |  |  | Y | 2017-03-31 | RDB_APP | 2017-03-31 | RDB_APP | 2017-03-31 | 2958465 | DNO - SSE Southern | SOUTHAMPTON | 33kV
SANB1 | SANKEY BRIDGES 132KV |  | 2017-03-31 | 2958465 |  |  | Y | 2017-03-31 | RDB_APP | 2017-03-31 | RDB_APP | 2017-03-31 | 2958465 | DNO - SP MANWEB(Scottish Power) | SANKEY BRIDGES | 132kV
SANB3 | SANKEY BRIDGES 33KV |  | 2017-03-31 | 2958465 |  |  | Y | 2017-03-31 | RDB_APP | 2017-03-31 | RDB_APP | 2017-03-31 | 2958465 | DNO - SP MANWEB(Scottish Power) | SANKEY BRIDGES | 33kV
SANT1 | SANTON 132KV |  | 2017-03-31 | 2958465 |  |  | Y | 2017-03-31 | RDB_APP | 2017-03-31 | RDB_APP | 2017-03-31 | 2958465 | DNO - NPG Yorkshire (Northen Power Grid) | SANTON | 132kV
SANT3 | SANTON 33KV |  | 2017-03-31 | 2958465 |  |  | Y | 2017-03-31 | RDB_APP | 2017-03-31 | RDB_APP | 2017-03-31 | 2958465 | DNO - NPG Yorkshire (Northen Power Grid) | SANTON | 33kV
SANX1 | ST ANDREW'S CROSS 132KV |  | 2017-03-31 | 2958465 | DALM1 |  | Y | 2017-03-31 | RDB_APP | 2017-03-31 | RDB_APP | 2017-03-31 | 2958465 | TO - Scottish Power Transmission Ltd | ST ANDREW'S CROSS | 132kV
SANX3 | ST ANDREW'S CROSS 33KV |  | 2017-03-31 | 2958465 | SANX1 |  | Y | 2017-03-31 | RDB_APP | 2017-03-31 | RDB_APP | 2017-03-31 | 2958465 | TO - Scottish Power Transmission Ltd | ST ANDREW'S CROSS | 33kV
SANX7 | ST ANDREW'S CROSS 25KV |  | 2017-03-31 | 2958465 |  |  | Y | 2017-03-31 | RDB_APP | 2017-03-31 | RDB_APP | 2017-03-31 | 2958465 | TO - Scottish Power Transmission Ltd | ST ANDREW'S CROSS | 22kV
SANX8 | ST ANDREW'S CROSS 6.6KV |  | 2017-03-31 | 2958465 | SANX0 |  | Y | 2017-03-31 | RDB_APP | 2017-03-31 | RDB_APP | 2017-03-31 | 2958465 | Unknown | ST ANDREW'S CROSS | 6.6kV
SAPP5 | SAPPI 11KV |  | 2017-03-31 | 2958465 |  |  | Y | 2017-03-31 | RDB_APP | 2017-03-31 | RDB_APP | 2017-03-31 | 2958465 | DNO - ENW (Electric North-West) | SAPPI | 11kV
SASA1 | ST ASAPH 132KV |  | 2017-03-31 | 2958465 |  |  | Y | 2017-03-31 | RDB_APP | 2017-03-31 | RDB_APP | 2017-03-31 | 2958465 | TO - National Grid Electricity Transmission | ST ASAPH | 132kV
SASA3 | ST ASAPH 33KV |  | 2017-03-31 | 2958465 |  |  | Y | 2017-03-31 | RDB_APP | 2017-03-31 | RDB_APP | 2017-03-31 | 2958465 | DNO - SP MANWEB(Scottish Power) | ST ASAPH | 33kV
SAUS1 | ST AUSTELL 132KV |  | 2017-03-31 | 2958465 |  |  | Y | 2017-03-31 | RDB_APP | 2017-03-31 | RDB_APP | 2017-03-31 | 2958465 | DNO - WPD South West | ST AUSTELL | 132kV
SAUS3 | ST AUSTELL 33KV |  | 2017-03-31 | 2958465 |  |  | Y | 2017-03-31 | RDB_APP | 2017-03-31 | RDB_APP | 2017-03-31 | 2958465 | DNO - WPD South West | ST AUSTELL | 33kV
SBAR4 | STOKE BARDOLPH 400KV |  | 2017-03-31 | 2958465 |  |  | Y | 2017-03-31 | RDB_APP | 2017-03-31 | RDB_APP | 2017-03-31 | 2958465 | TO - National Grid Electricity Transmission | STOKE BARDOLPH | 400kV
SBEN1 | SOUTH BENFLEET 132KV |  | 2017-03-31 | 2958465 |  |  | Y | 2017-03-31 | RDB_APP | 2017-03-31 | RDB_APP | 2017-03-31 | 2958465 | DNO - UK Power Networks Eastern | SOUTH BENFLEET | 132kV
SBEN3 | SOUTH BENFLEET 33KV |  | 2017-03-31 | 2958465 |  |  | Y | 2017-03-31 | RDB_APP | 2017-03-31 | RDB_APP | 2017-03-31 | 2958465 | DNO - UK Power Networks Eastern | SOUTH BENFLEET | 33kV
SBUR6 | SEATON BURN 66KV |  | 2017-03-31 | 2958465 |  |  | Y | 2017-03-31 | RDB_APP | 2017-03-31 | RDB_APP | 2017-03-31 | 2958465 | DNO - NPG North East (Northen Power Grid) | SEATON BURN | 66kV
SBUR7 | SEATON BURN 22KV |  | 2017-03-31 | 2958465 |  |  | Y | 2017-03-31 | RDB_APP | 2017-03-31 | RDB_APP | 2017-03-31 | 2958465 | DNO - NPG North East (Northen Power Grid) | SEATON BURN | 22kV
SCAR1 | SCARBOROUGH 132KV |  | 2017-03-31 | 2958465 |  |  | Y | 2017-03-31 | RDB_APP | 2017-03-31 | RDB_APP | 2017-03-31 | 2958465 | DNO - NPG North East (Northen Power Grid) | SCARBOROUGH | 132kV
SCAR3 | SCARBOROUGH 33KV |  | 2017-03-31 | 2958465 |  |  | Y | 2017-03-31 | RDB_APP | 2017-03-31 | RDB_APP | 2017-03-31 | 2958465 | DNO - NPG North East (Northen Power Grid) | SCARBOROUGH | 33kV
SCOU1 | SCOUTMOOR 132KV |  | 2017-03-31 | 2958465 |  |  | Y | 2017-03-31 | RDB_APP | 2017-03-31 | RDB_APP | 2017-03-31 | 2958465 | DNO - ENW (Electric North-West) | SCOUTMOOR | 132kV
SCOU3 | SCOUTMOOR 33KV |  | 2017-03-31 | 2958465 |  |  | Y | 2017-03-31 | RDB_APP | 2017-03-31 | RDB_APP | 2017-03-31 | 2958465 | DNO - ENW (Electric North-West) | SCOUTMOOR | 33kV
SCUN1 | SCUNTHORPE 132KV |  | 2017-03-31 | 2958465 |  |  | Y | 2017-03-31 | RDB_APP | 2017-03-31 | RDB_APP | 2017-03-31 | 2958465 | DNO - NPG Yorkshire (Northen Power Grid) | SCUNTHORPE | 132kV
SCUN3 | SCUNTHORPE 33KV |  | 2017-03-31 | 2958465 |  |  | Y | 2017-03-31 | RDB_APP | 2017-03-31 | RDB_APP | 2017-03-31 | 2958465 | DNO - NPG Yorkshire (Northen Power Grid) | SCUNTHORPE | 33kV
SCUS1 | SCUNTHORPE SOUTH 132KV |  | 2017-03-31 | 2958465 |  |  | Y | 2017-03-31 | RDB_APP | 2017-03-31 | RDB_APP | 2017-03-31 | 2958465 | DNO - NPG Yorkshire (Northen Power Grid) | SCUNTHORPE SOUTH | 132kV
SCUS3 | SCUNTHORPE SOUTH 33KV |  | 2017-03-31 | 2958465 |  |  | Y | 2017-03-31 | RDB_APP | 2017-03-31 | RDB_APP | 2017-03-31 | 2958465 | DNO - NPG Yorkshire (Northen Power Grid) | SCUNTHORPE SOUTH | 33kV
SEAB1 | SEABANK 132KV |  | 2017-03-31 | 2958465 |  |  | Y | 2017-03-31 | RDB_APP | 2017-03-31 | RDB_APP | 2017-03-31 | 2958465 | TO - National Grid Electricity Transmission | SEABANK | 132kV
SEAB3 | SEABANK 33KV |  | 2017-03-31 | 2958465 |  |  | Y | 2017-03-31 | RDB_APP | 2017-03-31 | RDB_APP | 2017-03-31 | 2958465 | DNO - WPD South West | SEABANK | 33kV
SEAB4 | SEABANK 400KV |  | 2017-03-31 | 2958465 |  |  | Y | 2017-03-31 | RDB_APP | 2017-03-31 | RDB_APP | 2017-03-31 | 2958465 | TO - National Grid Electricity Transmission | SEABANK | 400kV
SEAB8 | SEABANK 6.6KV |  | 2017-03-31 | 2958465 |  |  | Y | 2017-03-31 | RDB_APP | 2017-03-31 | RDB_APP | 2017-03-31 | 2958465 | TO - National Grid Electricity Transmission | SEABANK | 6.6kV
SEAL1 | SEALAND 132KV |  | 2017-03-31 | 2958465 |  |  | Y | 2017-03-31 | RDB_APP | 2017-03-31 | RDB_APP | 2017-03-31 | 2958465 | DNO - SP MANWEB(Scottish Power) | SEALAND | 132kV
SEAL3 | SEALAND 33KV |  | 2017-03-31 | 2958465 |  |  | Y | 2017-03-31 | RDB_APP | 2017-03-31 | RDB_APP | 2017-03-31 | 2958465 | DNO - SP MANWEB(Scottish Power) | SEALAND | 33kV
SEAT1 | SEATON 132KV |  | 2017-03-31 | 2958465 |  |  | Y | 2017-03-31 | RDB_APP | 2017-03-31 | RDB_APP | 2017-03-31 | 2958465 | TO - National Grid Electricity Transmission | SEATON | 132kV
SEFI1 | SELLAFIELD 132KV |  | 2017-03-31 | 2958465 |  |  | Y | 2017-03-31 | RDB_APP | 2017-03-31 | RDB_APP | 2017-03-31 | 2958465 | DNO - ENW (Electric North-West) | SELLAFIELD | 132kV
SEFI8 | SELLAFIELD 6.6KV |  | 2017-03-31 | 2958465 |  |  | Y | 2017-03-31 | RDB_APP | 2017-03-31 | RDB_APP | 2017-03-31 | 2958465 | DNO - ENW (Electric North-West) | SELLAFIELD | 6.6kV
SEGH5 | SEGHILL 11KV |  | 2017-03-31 | 2958465 |  |  | Y | 2017-03-31 | RDB_APP | 2017-03-31 | RDB_APP | 2017-03-31 | 2958465 | DNO - NPG North East (Northen Power Grid) | SEGHILL | 11kV
SEGH6 | SEGHILL 66KV |  | 2017-03-31 | 2958465 |  |  | Y | 2017-03-31 | RDB_APP | 2017-03-31 | RDB_APP | 2017-03-31 | 2958465 | DNO - NPG North East (Northen Power Grid) | SEGHILL | 66kV
SELC1 | S.E. LONDON CHP 132KV |  | 2017-03-31 | 2958465 |  |  | Y | 2017-03-31 | RDB_APP | 2017-03-31 | RDB_APP | 2017-03-31 | 2958465 | DNO - UK Power Networks Central | S.E. LONDON CHP | 132kV
SELC5 | S.E. LONDON CHP 11KV |  | 2017-03-31 | 2958465 |  |  | Y | 2017-03-31 | RDB_APP | 2017-03-31 | RDB_APP | 2017-03-31 | 2958465 | DNO - UK Power Networks Central | S.E. LONDON CHP | 11kV
SELL1 | SELLINDGE 132KV |  | 2017-03-31 | 2958465 |  |  | Y | 2017-03-31 | RDB_APP | 2017-03-31 | RDB_APP | 2017-03-31 | 2958465 | TO - National Grid Electricity Transmission | SELLINDGE | 132kV
SELL2 | SELLINDGE 275KV |  | 2017-03-31 | 2958465 |  |  | Y | 2017-03-31 | RDB_APP | 2017-03-31 | RDB_APP | 2017-03-31 | 2958465 | TO - National Grid Electricity Transmission | SELLINDGE | 275kV
SELL3 | SELLINDGE 33KV |  | 2017-03-31 | 2958465 |  |  | Y | 2017-03-31 | RDB_APP | 2017-03-31 | RDB_APP | 2017-03-31 | 2958465 | DNO - UK Power Networks South East | SELLINDGE | 33kV
SELL4 | SELLINDGE 400KV |  | 2017-03-31 | 2958465 |  |  | Y | 2017-03-31 | RDB_APP | 2017-03-31 | RDB_APP | 2017-03-31 | 2958465 | TO - National Grid Electricity Transmission | SELLINDGE | 400kV
SELL8 | SELLINDGE 6.6KV |  | 2017-03-31 | 2958465 |  |  | Y | 2017-03-31 | RDB_APP | 2017-03-31 | RDB_APP | 2017-03-31 | 2958465 | TO - National Grid Electricity Transmission | SELLINDGE | 6.6kV
SELO1 | SELLY OAK 132KV |  | 2017-03-31 | 2958465 |  |  | Y | 2017-03-31 | RDB_APP | 2017-03-31 | RDB_APP | 2017-03-31 | 2958465 | Unknown | SELLY OAK | 132kV
SEND1 | SOUTHEND 132KV |  | 2017-03-31 | 2958465 |  |  | Y | 2017-03-31 | RDB_APP | 2017-03-31 | RDB_APP | 2017-03-31 | 2958465 | DNO - UK Power Networks Eastern | SOUTHEND | 132kV
SEND3 | SOUTHEND 33KV |  | 2017-03-31 | 2958465 |  |  | Y | 2017-03-31 | RDB_APP | 2017-03-31 | RDB_APP | 2017-03-31 | 2958465 | DNO - UK Power Networks Eastern | SOUTHEND | 33kV
SEND5 | SOUTHEND 11KV |  | 2017-03-31 | 2958465 |  |  | Y | 2017-03-31 | RDB_APP | 2017-03-31 | RDB_APP | 2017-03-31 | 2958465 | DNO - UK Power Networks Eastern | SOUTHEND | 11kV
SEND7 | SOUTHEND 25KV |  | 2017-03-31 | 2958465 |  |  | Y | 2017-03-31 | RDB_APP | 2017-03-31 | RDB_APP | 2017-03-31 | 2958465 | DNO - UK Power Networks Eastern | SOUTHEND | 22kV
SERX1 | SOUTHERN CROSS 132KV |  | 2017-03-31 | 2958465 |  |  | Y | 2017-03-31 | RDB_APP | 2017-03-31 | RDB_APP | 2017-03-31 | 2958465 | DNO - UK Power Networks South East | SOUTHERN CROSS | 132kV
SEVE1 | SEVERNSIDE 132KV |  | 2017-03-31 | 2958465 |  |  | Y | 2017-03-31 | RDB_APP | 2017-03-31 | RDB_APP | 2017-03-31 | 2958465 | DNO - WPD South West | SEVERNSIDE | 132kV
SEVE5 | SEVERNSIDE 11KV |  | 2017-03-31 | 2958465 |  |  | Y | 2017-03-31 | RDB_APP | 2017-03-31 | RDB_APP | 2017-03-31 | 2958465 | DNO - WPD South West | SEVERNSIDE | 11kV
SEVP8 | SEVERN POWER 6.6KV |  | 2017-03-31 | 2958465 |  |  | Y | 2017-03-31 | RDB_APP | 2017-03-31 | RDB_APP | 2017-03-31 | 2958465 | PS - Calon Energy Limited | SEVERN POWER | 6.6kV
SFEG1 | ST FERGUS GAS TERMINAL 132KV |  | 2017-03-31 | 2958465 | PEHE1 |  | Y | 2017-03-31 | RDB_APP | 2017-03-31 | RDB_APP | 2017-03-31 | 2958465 | TO - Scottish Hydro Electric Transmission Ltd | ST FERGUS GAS TERMINAL | 132kV
SFEG5 | ST FERGUS GAS TERMINAL 11KV |  | 2017-03-31 | 2958465 | SFEG1 |  | Y | 2017-03-31 | RDB_APP | 2017-03-31 | RDB_APP | 2017-03-31 | 2958465 | TO - Scottish Hydro Electric Transmission Ltd | ST FERGUS GAS TERMINAL | 11kV
SFEM1 | ST FERGUS MOBIL 132KV |  | 2017-03-31 | 2958465 | SFEM1 |  | Y | 2017-03-31 | RDB_APP | 2017-03-31 | RDB_APP | 2017-03-31 | 2958465 | TO - Scottish Hydro Electric Transmission Ltd | ST FERGUS MOBIL | 132kV
SFEM5 | ST FERGUS MOBIL 11KV |  | 2017-03-31 | 2958465 | SFEM1 |  | Y | 2017-03-31 | RDB_APP | 2017-03-31 | RDB_APP | 2017-03-31 | 2958465 | TO - Scottish Hydro Electric Transmission Ltd | ST FERGUS MOBIL | 11kV
SFER1 | ST FERGUS 132KV |  | 2017-03-31 | 2958465 | INRU1 |  | Y | 2017-03-31 | RDB_APP | 2017-03-31 | RDB_APP | 2017-03-31 | 2958465 | TO - Scottish Hydro Electric Transmission Ltd | ST FERGUS | 132kV
SFEV1 | ST FERGUS VSD 132KV |  | 2017-03-31 | 2958465 |  |  | Y | 2017-03-31 | RDB_APP | 2017-03-31 | RDB_APP | 2017-03-31 | 2958465 | TO - Scottish Hydro Electric Transmission Ltd | ST FERGUS VSD | 132kV
SFEV3 | ST FERGUS VSD 33KV |  | 2017-03-31 | 2958465 | SFEV1 |  | Y | 2017-03-31 | RDB_APP | 2017-03-31 | RDB_APP | 2017-03-31 | 2958465 | TO - Scottish Hydro Electric Transmission Ltd | ST FERGUS VSD | 33kV
SFIL1 | ST FILLANS 132KV |  | 2017-03-31 | 2958465 | KIIN1 |  | Y | 2017-03-31 | RDB_APP | 2017-03-31 | RDB_APP | 2017-03-31 | 2958465 | TO - Scottish Hydro Electric Transmission Ltd | ST FILLANS | 132kV
SFIL3 | ST FILLANS 33KV |  | 2017-03-31 | 2958465 | DALC3 |  | Y | 2017-03-31 | RDB_APP | 2017-03-31 | RDB_APP | 2017-03-31 | 2958465 | DNO - Scottish & Southern Energy DNO Scotland | ST FILLANS | 33kV
SFIL5 | ST FILLANS 11KV |  | 2017-03-31 | 2958465 | SFIL1 |  | Y | 2017-03-31 | RDB_APP | 2017-03-31 | RDB_APP | 2017-03-31 | 2958465 | DNO - Scottish & Southern Energy DNO Scotland | ST FILLANS | 11kV
SGER1 | ST GERMANS 132KV |  | 2017-03-31 | 2958465 |  |  | Y | 2017-03-31 | RDB_APP | 2017-03-31 | RDB_APP | 2017-03-31 | 2958465 | DNO - WPD South West | ST GERMANS | 132kV
SGER3 | ST GERMANS 33KV |  | 2017-03-31 | 2958465 |  |  | Y | 2017-03-31 | RDB_APP | 2017-03-31 | RDB_APP | 2017-03-31 | 2958465 | DNO - WPD South West | ST GERMANS | 33kV
SHAF1 | SHAFTSBURY 132KV |  | 2017-03-31 | 2958465 |  |  | Y | 2017-03-31 | RDB_APP | 2017-03-31 | RDB_APP | 2017-03-31 | 2958465 | DNO - SSE Southern | SHAFTSBURY | 132kV
SHAF3 | SHAFTSBURY 33KV |  | 2017-03-31 | 2958465 |  |  | Y | 2017-03-31 | RDB_APP | 2017-03-31 | RDB_APP | 2017-03-31 | 2958465 | DNO - SSE Southern | SHAFTSBURY | 33kV
SHAP1 | SHAP 132KV |  | 2017-03-31 | 2958465 |  |  | Y | 2017-03-31 | RDB_APP | 2017-03-31 | RDB_APP | 2017-03-31 | 2958465 | DNO - ENW (Electric North-West) | SHAP | 132kV
SHAP3 | SHAP 33KV |  | 2017-03-31 | 2958465 |  |  | Y | 2017-03-31 | RDB_APP | 2017-03-31 | RDB_APP | 2017-03-31 | 2958465 | DNO - ENW (Electric North-West) | SHAP | 33kV
SHBA4 | SOUTH HUMBER BANK 400KV |  | 2017-03-31 | 2958465 |  |  | Y | 2017-03-31 | RDB_APP | 2017-03-31 | RDB_APP | 2017-03-31 | 2958465 | TO - National Grid Electricity Transmission | SOUTH HUMBER BANK | 400kV
SHBA8 | SOUTH HUMBER BANK 6.6KV |  | 2017-03-31 | 2958465 |  |  | Y | 2017-03-31 | RDB_APP | 2017-03-31 | RDB_APP | 2017-03-31 | 2958465 | TO - National Grid Electricity Transmission | SOUTH HUMBER BANK | 6.6kV
SHCA3 | SHELL CARRINGTON 33KV |  | 2017-03-31 | 2958465 |  |  | Y | 2017-03-31 | RDB_APP | 2017-03-31 | RDB_APP | 2017-03-31 | 2958465 | DNO - ENW (Electric North-West) | SHELL CARRINGTON | 33kV
SHEC2 | SHEFFIELD CITY 275KV |  | 2017-03-31 | 2958465 |  |  | Y | 2017-03-31 | RDB_APP | 2017-03-31 | RDB_APP | 2017-03-31 | 2958465 | TO - National Grid Electricity Transmission | SHEFFIELD CITY | 275kV
SHEC3 | SHEFFIELD CITY 33KV |  | 2017-03-31 | 2958465 |  |  | Y | 2017-03-31 | RDB_APP | 2017-03-31 | RDB_APP | 2017-03-31 | 2958465 | TO - National Grid Electricity Transmission | SHEFFIELD CITY | 33kV
SHEE1 | SHEERNESS 132KV |  | 2017-03-31 | 2958465 |  |  | Y | 2017-03-31 | RDB_APP | 2017-03-31 | RDB_APP | 2017-03-31 | 2958465 | TO - National Grid Electricity Transmission | SHEERNESS | 132kV
SHEE3 | SHEERNESS 33KV |  | 2017-03-31 | 2958465 |  |  | Y | 2017-03-31 | RDB_APP | 2017-03-31 | RDB_APP | 2017-03-31 | 2958465 | DNO - UK Power Networks South East | SHEERNESS | 33kV
SHEL1 | ST HELENS 132KV |  | 2017-03-31 | 2958465 |  |  | Y | 2017-03-31 | RDB_APP | 2017-03-31 | RDB_APP | 2017-03-31 | 2958465 | DNO - SP MANWEB(Scottish Power) | ST HELENS | 132kV
SHEL3 | ST HELENS 33KV |  | 2017-03-31 | 2958465 |  |  | Y | 2017-03-31 | RDB_APP | 2017-03-31 | RDB_APP | 2017-03-31 | 2958465 | DNO - SP MANWEB(Scottish Power) | ST HELENS | 33kV
SHER1 | FCDM - SHEERNESS 132KV |  | 2017-03-31 | 2958465 |  |  | Y | 2017-03-31 | RDB_APP | 2017-03-31 | RDB_APP | 2017-03-31 | 2958465 | Unknown | FCDM - SHEERNESS | 132kV
SHER3 | FCDM - SHEERNESS 33KV |  | 2017-03-31 | 2958465 |  |  | Y | 2017-03-31 | RDB_APP | 2017-03-31 | RDB_APP | 2017-03-31 | 2958465 | Unknown | FCDM - SHEERNESS | 33kV
SHHK3 | SOUTH HOOK (NR MILFORD HAVEN) 33KV |  | 2017-03-31 | 2958465 |  |  | Y | 2017-03-31 | RDB_APP | 2017-03-31 | RDB_APP | 2017-03-31 | 2958465 | DNO - WPD South Wales | SOUTH HOOK (NR MILFORD HAVEN) | 33kV
SHIN1 | SHIN 132KV |  | 2017-03-31 | 2958465 | BRAE1 |  | Y | 2017-03-31 | RDB_APP | 2017-03-31 | RDB_APP | 2017-03-31 | 2958465 | TO - Scottish Hydro Electric Transmission Ltd | SHIN | 132kV
SHIN3 | SHIN 33KV |  | 2017-03-31 | 2958465 | SHIN1 |  | Y | 2017-03-31 | RDB_APP | 2017-03-31 | RDB_APP | 2017-03-31 | 2958465 | DNO - Scottish & Southern Energy DNO Scotland | SHIN | 33kV
SHIN4 | SHIN 400KV |  | 2017-03-31 | 2958465 |  |  | Y | 2017-03-31 | RDB_APP | 2017-03-31 | RDB_APP | 2017-03-31 | 2958465 | TO - Scottish Power Transmission Ltd | SHIN | 400kV
SHIN5 | SHIN 11KV |  | 2017-03-31 | 2958465 | SHIN1 |  | Y | 2017-03-31 | RDB_APP | 2017-03-31 | RDB_APP | 2017-03-31 | 2958465 | TO - Scottish Hydro Electric Transmission Ltd | SHIN | 11kV
SHIR1 | SHIRLEY 132KV |  | 2017-03-31 | 2958465 |  |  | Y | 2017-03-31 | RDB_APP | 2017-03-31 | RDB_APP | 2017-03-31 | 2958465 | DNO - WPD West Midlands | SHIRLEY | 132kV
SHIR5 | SHIRLEY 11KV |  | 2017-03-31 | 2958465 |  |  | Y | 2017-03-31 | RDB_APP | 2017-03-31 | RDB_APP | 2017-03-31 | 2958465 | DNO - WPD West Midlands | SHIRLEY | 11kV
SHLL1 | SHELL 132KV |  | 2017-03-31 | 2958465 |  |  | Y | 2017-03-31 | RDB_APP | 2017-03-31 | RDB_APP | 2017-03-31 | 2958465 | DNO - UK Power Networks Eastern | SHELL | 132kV
SHLL3 | SHELL 33KV |  | 2017-03-31 | 2958465 |  |  | Y | 2017-03-31 | RDB_APP | 2017-03-31 | RDB_APP | 2017-03-31 | 2958465 | DNO - UK Power Networks Eastern | SHELL | 33kV
SHOL1 | SOUTH HOLLAND 132KV |  | 2017-03-31 | 2958465 |  |  | Y | 2017-03-31 | RDB_APP | 2017-03-31 | RDB_APP | 2017-03-31 | 2958465 | DNO - WPD East Midlands | SOUTH HOLLAND | 132kV
SHOL3 | SOUTH HOLLAND 33KV |  | 2017-03-31 | 2958465 |  |  | Y | 2017-03-31 | RDB_APP | 2017-03-31 | RDB_APP | 2017-03-31 | 2958465 | DNO - WPD East Midlands | SOUTH HOLLAND | 33kV
SHOR6 | SHOREDITCH 66KV |  | 2017-03-31 | 2958465 |  |  | Y | 2017-03-31 | RDB_APP | 2017-03-31 | RDB_APP | 2017-03-31 | 2958465 | DNO - UK Power Networks Central | SHOREDITCH | 66kV
SHOS1 | SHOREHAM BY SEA 132KV |  | 2017-03-31 | 2958465 |  |  | Y | 2017-03-31 | RDB_APP | 2017-03-31 | RDB_APP | 2017-03-31 | 2958465 | Unknown | SHOREHAM BY SEA | 132kV
SHOS8 | SHOREHAM BY SEA 6.6KV |  | 2017-03-31 | 2958465 |  |  | Y | 2017-03-31 | RDB_APP | 2017-03-31 | RDB_APP | 2017-03-31 | 2958465 | DNO - UK Power Networks South East | SHOREHAM BY SEA | 6.6kV
SHOT1 | SHOTTON PAPER 132KV |  | 2017-03-31 | 2958465 |  |  | Y | 2017-03-31 | RDB_APP | 2017-03-31 | RDB_APP | 2017-03-31 | 2958465 | DNO - SP MANWEB(Scottish Power) | SHOTTON PAPER | 132kV
SHOT4 | SHOTTON PAPER 400KV |  | 2017-03-31 | 2958465 |  |  | Y | 2017-03-31 | RDB_APP | 2017-03-31 | RDB_APP | 2017-03-31 | 2958465 | TO - National Grid Electricity Transmission | SHOTTON PAPER | 400kV
SHOT5 | SHOTTON PAPER 11KV |  | 2017-03-31 | 2958465 |  |  | Y | 2017-03-31 | RDB_APP | 2017-03-31 | RDB_APP | 2017-03-31 | 2958465 | Unknown | SHOTTON PAPER | 11kV
SHOT8 | SHOTTON PAPER 6.6KV |  | 2017-03-31 | 2958465 |  |  | Y | 2017-03-31 | RDB_APP | 2017-03-31 | RDB_APP | 2017-03-31 | 2958465 | DNO - SP MANWEB(Scottish Power) | SHOTTON PAPER | 6.6kV
SHRE1 | SHREWSBURY 132KV |  | 2017-03-31 | 2958465 |  |  | Y | 2017-03-31 | RDB_APP | 2017-03-31 | RDB_APP | 2017-03-31 | 2958465 | TO - National Grid Electricity Transmission | SHREWSBURY | 132kV
SHRE3 | SHREWSBURY 33KV |  | 2017-03-31 | 2958465 |  |  | Y | 2017-03-31 | RDB_APP | 2017-03-31 | RDB_APP | 2017-03-31 | 2958465 | DNO - WPD West Midlands | SHREWSBURY | 33kV
SHRE4 | SHREWSBURY 400KV |  | 2017-03-31 | 2958465 |  |  | Y | 2017-03-31 | RDB_APP | 2017-03-31 | RDB_APP | 2017-03-31 | 2958465 | TO - National Grid Electricity Transmission | SHREWSBURY | 400kV
SHRE4C | SHREWSBURY 400KV |  | 2017-03-31 | 2958465 |  |  | Y | 2017-03-31 | RDB_APP | 2017-03-31 | RDB_APP | 2017-03-31 | 2958465 | TO - National Grid Electricity Transmission | SHREWSBURY | 400kV
SHRH1 | SHERRIF HUTTON 132KV |  | 2017-03-31 | 2958465 |  |  | Y | 2017-03-31 | RDB_APP | 2017-03-31 | RDB_APP | 2017-03-31 | 2958465 | DNO - NPG North East (Northen Power Grid) | SHERRIF HUTTON | 132kV
SHRU2 | SHRUBSHILL 275KV |  | 2017-03-31 | 2958465 | POOB2 |  | Y | 2017-03-31 | RDB_APP | 2017-03-31 | RDB_APP | 2017-03-31 | 2958465 | TO - Scottish Power Transmission Ltd | SHRUBSHILL | 275kV
SHRU3 | SHRUBSHILL 33KV |  | 2017-03-31 | 2958465 | SHRU2 |  | Y | 2017-03-31 | RDB_APP | 2017-03-31 | RDB_APP | 2017-03-31 | 2958465 | TO - Scottish Power Transmission Ltd | SHRUBSHILL | 33kV
SHSO1 | SHERINGHAM SHOAL OFFSHORE WINDFARM 132KV |  | 2017-03-31 | 2958465 |  |  | Y | 2017-03-31 | RDB_APP | 2017-03-31 | RDB_APP | 2017-03-31 | 2958465 | TO - National Grid Electricity Transmission | SHERINGHAM SHOAL 132KV OFFSHORE | 132kV
SHSW1 | SHERINGHAM SHOAL OFFSHORE WIND FARM 132KV |  | 2017-03-31 | 2958465 |  |  | Y | 2017-03-31 | RDB_APP | 2017-03-31 | RDB_APP | 2017-03-31 | 2958465 | PS - STATKRAFT | SHERRINGHAM SHOAL OFFSHORE WIND FARM | 132kV
SHSW3 | SHERINGHAM SHOAL OFFSHORE WIND FARM 33KV |  | 2017-03-31 | 2958465 |  |  | Y | 2017-03-31 | RDB_APP | 2017-03-31 | RDB_APP | 2017-03-31 | 2958465 | PS - STATKRAFT | SHERRINGHAM SHOAL OFFSHORE WIND FARM | 33kV
SHTH1 | SHELL THORNTON 132KV |  | 2017-03-31 | 2958465 |  |  | Y | 2017-03-31 | RDB_APP | 2017-03-31 | RDB_APP | 2017-03-31 | 2958465 | DNO - SP MANWEB(Scottish Power) | SHELL THORNTON | 132kV
SHTH3 | SHELL THORNTON 33KV |  | 2017-03-31 | 2958465 |  |  | Y | 2017-03-31 | RDB_APP | 2017-03-31 | RDB_APP | 2017-03-31 | 2958465 | DNO - SP MANWEB(Scottish Power) | SHELL THORNTON | 33kV
SIDD1 | SIDDICK 132KV |  | 2017-03-31 | 2958465 |  |  | Y | 2017-03-31 | RDB_APP | 2017-03-31 | RDB_APP | 2017-03-31 | 2958465 | DNO - ENW (Electric North-West) | SIDDICK | 132kV
SIDD3 | SIDDICK 33KV |  | 2017-03-31 | 2958465 |  |  | Y | 2017-03-31 | RDB_APP | 2017-03-31 | RDB_APP | 2017-03-31 | 2958465 | DNO - ENW (Electric North-West) | SIDDICK | 33kV
SIGH2 | SIGHTHILL 275KV |  | 2017-03-31 | 2958465 | CURR2 |  | Y | 2017-03-31 | RDB_APP | 2017-03-31 | RDB_APP | 2017-03-31 | 2958465 | TO - Scottish Power Transmission Ltd | SIGHTHILL | 275kV
SIGH3 | SIGHTHILL 33KV |  | 2017-03-31 | 2958465 | SIGH2 |  | Y | 2017-03-31 | RDB_APP | 2017-03-31 | RDB_APP | 2017-03-31 | 2958465 | TO - Scottish Power Transmission Ltd | SIGHTHILL | 33kV
SILS1 | SILSDEN 132KV |  | 2017-03-31 | 2958465 |  |  | Y | 2017-03-31 | RDB_APP | 2017-03-31 | RDB_APP | 2017-03-31 | 2958465 | DNO - NPG Yorkshire (Northen Power Grid) | SILSDEN | 132kV
SILV5 | SILVERLINK 11KV |  | 2017-03-31 | 2958465 |  |  | Y | 2017-03-31 | RDB_APP | 2017-03-31 | RDB_APP | 2017-03-31 | 2958465 | TO - National Grid Electricity Transmission | SILVERLINK | 11kV
SILV5A | SILVERLINK 11KV |  | 2017-03-31 | 2958465 |  |  | Y | 2017-03-31 | RDB_APP | 2017-03-31 | RDB_APP | 2017-03-31 | 2958465 | TO - National Grid Electricity Transmission | SILVERLINK | 11kV
SILV5B | SILVERLINK 11KV |  | 2017-03-31 | 2958465 |  |  | Y | 2017-03-31 | RDB_APP | 2017-03-31 | RDB_APP | 2017-03-31 | 2958465 | TO - National Grid Electricity Transmission | SILVERLINK | 11kV
SIMO1 | SIMONSWOOD 132KV |  | 2017-03-31 | 2958465 |  |  | Y | 2017-03-31 | RDB_APP | 2017-03-31 | RDB_APP | 2017-03-31 | 2958465 | DNO - SP MANWEB(Scottish Power) | SIMONSWOOD | 132kV
SIMO3 | SIMONSWOOD 33KV |  | 2017-03-31 | 2958465 |  |  | Y | 2017-03-31 | RDB_APP | 2017-03-31 | RDB_APP | 2017-03-31 | 2958465 | DNO - SP MANWEB(Scottish Power) | SIMONSWOOD | 33kV
SIMP1 | SIMPSONS RD 132KV |  | 2017-03-31 | 2958465 |  |  | Y | 2017-03-31 | RDB_APP | 2017-03-31 | RDB_APP | 2017-03-31 | 2958465 | DNO - UK Power Networks Central | SIMPSONS RD | 132kV
SIMP5 | SIMPSONS RD 11KV |  | 2017-03-31 | 2958465 |  |  | Y | 2017-03-31 | RDB_APP | 2017-03-31 | RDB_APP | 2017-03-31 | 2958465 | DNO - UK Power Networks Central | SIMPSONS RD | 11kV
SIMS1 | SIMS 132KV |  | 2017-03-31 | 2958465 |  |  | Y | 2017-03-31 | RDB_APP | 2017-03-31 | RDB_APP | 2017-03-31 | 2958465 | DNO - WPD South Wales | SIMS | 132kV
SIMS1A | SIMS 132KV |  | 2017-03-31 | 2958465 |  |  | Y | 2017-03-31 | RDB_APP | 2017-03-31 | RDB_APP | 2017-03-31 | 2958465 | DNO - WPD South Wales | SIMS | 132kV
SING2 | SINGLEWELL 275KV |  | 2017-03-31 | 2958465 |  |  | Y | 2017-03-31 | RDB_APP | 2017-03-31 | RDB_APP | 2017-03-31 | 2958465 | TO - National Grid Electricity Transmission | SINGLEWELL | 275kV
SING4 | SINGLEWELL 400KV |  | 2017-03-31 | 2958465 |  |  | Y | 2017-03-31 | RDB_APP | 2017-03-31 | RDB_APP | 2017-03-31 | 2958465 | TO - National Grid Electricity Transmission | SINGLEWELL | 400kV
SING7 | SINGLEWELL 22KV |  | 2017-03-31 | 2958465 |  |  | Y | 2017-03-31 | RDB_APP | 2017-03-31 | RDB_APP | 2017-03-31 | 2958465 | TO - National Grid Electricity Transmission | SINGLEWELL | 22kV
SITT1 | SITTINGBOURNE 132KV |  | 2017-03-31 | 2958465 |  |  | Y | 2017-03-31 | RDB_APP | 2017-03-31 | RDB_APP | 2017-03-31 | 2958465 | DNO - UK Power Networks South East | SITTINGBOURNE | 132kV
SITT3 | SITTINGBOURNE 33KV |  | 2017-03-31 | 2958465 |  |  | Y | 2017-03-31 | RDB_APP | 2017-03-31 | RDB_APP | 2017-03-31 | 2958465 | DNO - UK Power Networks South East | SITTINGBOURNE | 33kV
SIXA1 | SIXTH AVENUE 132KV |  | 2017-03-31 | 2958465 |  |  | Y | 2017-03-31 | RDB_APP | 2017-03-31 | RDB_APP | 2017-03-31 | 2958465 | DNO - SP MANWEB(Scottish Power) | SIXTH AVENUE | 132kV
SIXA3 | SIXTH AVENUE 33KV |  | 2017-03-31 | 2958465 |  |  | Y | 2017-03-31 | RDB_APP | 2017-03-31 | RDB_APP | 2017-03-31 | 2958465 | DNO - SP MANWEB(Scottish Power) | SIXTH AVENUE | 33kV
SIZB8 | SIZEWELL B *GENSET* 6.6KV |  | 2017-03-31 | 2958465 |  |  | Y | 2017-03-31 | RDB_APP | 2017-03-31 | RDB_APP | 2017-03-31 | 2958465 | TO - National Grid Electricity Transmission | SIZEWELL B *GENSET* | 6.6kV
SIZE1 | SIZEWELL 132KV |  | 2017-03-31 | 2958465 |  |  | Y | 2017-03-31 | RDB_APP | 2017-03-31 | RDB_APP | 2017-03-31 | 2958465 | TO - National Grid Electricity Transmission | SIZEWELL | 132kV
SIZE4 | SIZEWELL 400KV |  | 2017-03-31 | 2958465 |  |  | Y | 2017-03-31 | RDB_APP | 2017-03-31 | RDB_APP | 2017-03-31 | 2958465 | TO - National Grid Electricity Transmission | SIZEWELL | 400kV
SIZE8 | SIZEWELL 6.6KV |  | 2017-03-31 | 2958465 |  |  | Y | 2017-03-31 | RDB_APP | 2017-03-31 | RDB_APP | 2017-03-31 | 2958465 | TO - National Grid Electricity Transmission | SIZEWELL | 6.6kV
SJOW1 | ST JOHNS WOOD 132KV |  | 2017-03-31 | 2958465 |  |  | Y | 2017-03-31 | RDB_APP | 2017-03-31 | RDB_APP | 2017-03-31 | 2958465 | TO - National Grid Electricity Transmission | ST JOHNS WOOD | 132kV
SJOW2 | ST JOHNS WOOD 275KV |  | 2017-03-31 | 2958465 |  |  | Y | 2017-03-31 | RDB_APP | 2017-03-31 | RDB_APP | 2017-03-31 | 2958465 | TO - National Grid Electricity Transmission | ST JOHNS WOOD | 275kV
SJOW4 | ST JOHNS WOOD 400KV |  | 2017-03-31 | 2958465 |  |  | Y | 2017-03-31 | RDB_APP | 2017-03-31 | RDB_APP | 2017-03-31 | 2958465 | TO - National Grid Electricity Transmission | ST JOHNS WOOD | 400kV
SJOW6 | ST JOHNS WOOD 66KV |  | 2017-03-31 | 2958465 |  |  | Y | 2017-03-31 | RDB_APP | 2017-03-31 | RDB_APP | 2017-03-31 | 2958465 | TO - National Grid Electricity Transmission | ST JOHNS WOOD | 66kV
SJOW8 | ST JOHNS WOOD 6.6KV |  | 2017-03-31 | 2958465 |  |  | Y | 2017-03-31 | RDB_APP | 2017-03-31 | RDB_APP | 2017-03-31 | 2958465 | TO - National Grid Electricity Transmission | ST JOHNS WOOD | 6.6kV
SKEG1 | SKEGNESS 132KV |  | 2017-03-31 | 2958465 |  |  | Y | 2017-03-31 | RDB_APP | 2017-03-31 | RDB_APP | 2017-03-31 | 2958465 | DNO - WPD East Midlands | SKEGNESS | 132kV
SKEG3 | SKEGNESS 33KV |  | 2017-03-31 | 2958465 |  |  | Y | 2017-03-31 | RDB_APP | 2017-03-31 | RDB_APP | 2017-03-31 | 2958465 | DNO - WPD East Midlands | SKEGNESS | 33kV
SKEL1 | SKELMERSDALE 132KV |  | 2017-03-31 | 2958465 |  |  | Y | 2017-03-31 | RDB_APP | 2017-03-31 | RDB_APP | 2017-03-31 | 2958465 | DNO - ENW (Electric North-West) | SKELMERSDALE | 132kV
SKEL3 | SKELMERSDALE 33KV |  | 2017-03-31 | 2958465 |  |  | Y | 2017-03-31 | RDB_APP | 2017-03-31 | RDB_APP | 2017-03-31 | 2958465 | DNO - ENW (Electric North-West) | SKELMERSDALE | 33kV
SKLG1 | SKELTON GRANGE 132KV |  | 2017-03-31 | 2958465 |  |  | Y | 2017-03-31 | RDB_APP | 2017-03-31 | RDB_APP | 2017-03-31 | 2958465 | TO - National Grid Electricity Transmission | SKELTON GRANGE | 132kV
SKLG1A | SKELTON GRANGE 132KV |  | 2017-03-31 | 2958465 |  |  | Y | 2017-03-31 | RDB_APP | 2017-03-31 | RDB_APP | 2017-03-31 | 2958465 | DNO - NPG Yorkshire (Northen Power Grid) | SKELTON GRANGE | 132kV
SKLG1C | SKELTON GRANGE 132KV |  | 2017-03-31 | 2958465 |  |  | Y | 2017-03-31 | RDB_APP | 2017-03-31 | RDB_APP | 2017-03-31 | 2958465 | DNO - NPG Yorkshire (Northen Power Grid) | SKELTON GRANGE | 132kV
SKLG2 | SKELTON GRANGE 275KV |  | 2017-03-31 | 2958465 |  |  | Y | 2017-03-31 | RDB_APP | 2017-03-31 | RDB_APP | 2017-03-31 | 2958465 | TO - National Grid Electricity Transmission | SKELTON GRANGE | 275kV
SKLG2A | SKELTON GRANGE 275KV |  | 2017-03-31 | 2958465 |  |  | Y | 2017-03-31 | RDB_APP | 2017-03-31 | RDB_APP | 2017-03-31 | 2958465 | TO - National Grid Electricity Transmission | SKELTON GRANGE | 275kV
SKLG2B | SKELTON GRANGE 275KV |  | 2017-03-31 | 2958465 |  |  | Y | 2017-03-31 | RDB_APP | 2017-03-31 | RDB_APP | 2017-03-31 | 2958465 | TO - National Grid Electricity Transmission | SKELTON GRANGE | 275kV
SKLG2C | SKELTON GRANGE 275KV |  | 2017-03-31 | 2958465 |  |  | Y | 2017-03-31 | RDB_APP | 2017-03-31 | RDB_APP | 2017-03-31 | 2958465 | TO - National Grid Electricity Transmission | SKELTON GRANGE | 275kV
SLEA1 | SLEAFORD 132KV |  | 2017-03-31 | 2958465 |  |  | Y | 2017-03-31 | RDB_APP | 2017-03-31 | RDB_APP | 2017-03-31 | 2958465 | DNO - WPD East Midlands | SLEAFORD | 132kV
SLEA3 | SLEAFORD 33KV |  | 2017-03-31 | 2958465 |  |  | Y | 2017-03-31 | RDB_APP | 2017-03-31 | RDB_APP | 2017-03-31 | 2958465 | DNO - WPD East Midlands | SLEAFORD | 33kV
SLOU1 | SLOUGH 132KV |  | 2017-03-31 | 2958465 |  |  | Y | 2017-03-31 | RDB_APP | 2017-03-31 | RDB_APP | 2017-03-31 | 2958465 | DNO - SSE Southern | SLOUGH | 132kV
SLOU3 | SLOUGH 33KV |  | 2017-03-31 | 2958465 |  |  | Y | 2017-03-31 | RDB_APP | 2017-03-31 | RDB_APP | 2017-03-31 | 2958465 | DNO - SSE Southern | SLOUGH | 33kV
SLOY1 | SLOY 132KV |  | 2017-03-31 | 2958465 | ARDK1 |  | Y | 2017-03-31 | RDB_APP | 2017-03-31 | RDB_APP | 2017-03-31 | 2958465 | TO - Scottish Hydro Electric Transmission Ltd | SLOY | 132kV
SLOY1E | SLOY 132KV |  | 2017-03-31 | 2958465 |  |  | Y | 2017-03-31 | RDB_APP | 2017-03-31 | RDB_APP | 2017-03-31 | 2958465 | TO - Scottish Hydro Electric Transmission Ltd | SLOY | 132kV
SLOY5 | SLOY 11KV |  | 2017-03-31 | 2958465 | SLOY1 |  | Y | 2017-03-31 | RDB_APP | 2017-03-31 | RDB_APP | 2017-03-31 | 2958465 | DNO - Scottish & Southern Energy DNO Scotland | SLOY | 11kV
SLOY8 | SLOY 6.6KV |  | 2017-03-31 | 2958465 |  |  | Y | 2017-03-31 | RDB_APP | 2017-03-31 | RDB_APP | 2017-03-31 | 2958465 | TO - Scottish Hydro Electric Transmission Ltd | SLOY | 6.6kV
SMAL1 | SMALLFIELD 132KV |  | 2017-03-31 | 2958465 |  |  | Y | 2017-03-31 | RDB_APP | 2017-03-31 | RDB_APP | 2017-03-31 | 2958465 | DNO - UK Power Networks South East | SMALLFIELD | 132kV
SMAL3 | SMALLFIELD 33KV |  | 2017-03-31 | 2958465 |  |  | Y | 2017-03-31 | RDB_APP | 2017-03-31 | RDB_APP | 2017-03-31 | 2958465 | DNO - UK Power Networks South East | SMALLFIELD | 33kV
SMAN1 | SOUTH MANCHESTER 132KV |  | 2017-03-31 | 2958465 |  |  | Y | 2017-03-31 | RDB_APP | 2017-03-31 | RDB_APP | 2017-03-31 | 2958465 | TO - National Grid Electricity Transmission | SOUTH MANCHESTER | 132kV
SMAN2 | SOUTH MANCHESTER 275KV |  | 2017-03-31 | 2958465 |  |  | Y | 2017-03-31 | RDB_APP | 2017-03-31 | RDB_APP | 2017-03-31 | 2958465 | TO - National Grid Electricity Transmission | SOUTH MANCHESTER | 275kV
SMEA1 | SMEATON 132KV |  | 2017-03-31 | 2958465 | SMEA2 |  | Y | 2017-03-31 | RDB_APP | 2017-03-31 | RDB_APP | 2017-03-31 | 2958465 | TO - Scottish Power Transmission Ltd | SMEATON | 132kV
SMEA2 | SMEATON 275KV |  | 2017-03-31 | 2958465 | COCK2 |  | Y | 2017-03-31 | RDB_APP | 2017-03-31 | RDB_APP | 2017-03-31 | 2958465 | TO - Scottish Power Transmission Ltd | SMEATON | 275kV
SMEA4 | SMEATON 400KV |  | 2017-03-31 | 2958465 | FALL4 |  | Y | 2017-03-31 | RDB_APP | 2017-03-31 | RDB_APP | 2017-03-31 | 2958465 | TO - Scottish Power Transmission Ltd | SMEATON | 400kV
SMIM1 | SOUTH MIMMS TEE 132KV |  | 2017-03-31 | 2958465 |  |  | Y | 2017-03-31 | RDB_APP | 2017-03-31 | RDB_APP | 2017-03-31 | 2958465 | DNO - UK Power Networks Eastern | SOUTH MIMMS TEE | 132kV
SNED3 | SNEDDON LAW WIND FARM 42MW 33KV |  | 2017-03-31 | 2958465 |  |  | Y | 2017-03-31 | RDB_APP | 2017-03-31 | RDB_APP | 2017-03-31 | 2958465 | PS - SCOTTISH POWER RENWABLES | SNEDDON LAW WIND FARM 42MW | 33kV
SNQR3 | SANQUHAR WIND FARM 33kV |  | 2017-08-23 |  |  |  | Y | 2017-08-23 | derek.young | 2017-08-24 | feng.ding | 2017-08-23 |  | TO - Scottish Power Transmission Ltd | SANQUHAR WIND FARM | 33kV
SOLI1 | SOLIHULL 132KV |  | 2017-03-31 | 2958465 |  |  | Y | 2017-03-31 | RDB_APP | 2017-03-31 | RDB_APP | 2017-03-31 | 2958465 | DNO - WPD West Midlands | SOLIHULL | 132kV
SOLI5 | SOLIHULL 11KV |  | 2017-03-31 | 2958465 |  |  | Y | 2017-03-31 | RDB_APP | 2017-03-31 | RDB_APP | 2017-03-31 | 2958465 | DNO - WPD West Midlands | SOLIHULL | 11kV
SOUI3 | SOUND OF ISLAY TIDAL ARRAY 33KV |  | 2017-03-31 | 2958465 |  |  | Y | 2017-03-31 | RDB_APP | 2017-03-31 | RDB_APP | 2017-03-31 | 2958465 | DNO - Scottish & Southern Energy DNO Scotland | SOUND OF ISLAY TIDAL ARRAY | 33kV
SOUR5 | SOUTHFIELD ROAD 11KV |  | 2017-03-31 | 2958465 |  |  | Y | 2017-03-31 | RDB_APP | 2017-03-31 | RDB_APP | 2017-03-31 | 2958465 | DNO - SSE Southern | SOUTHFIELD ROAD | 11kV
SOUR6 | SOUTHFIELD ROAD 66KV |  | 2017-03-31 | 2958465 |  |  | Y | 2017-03-31 | RDB_APP | 2017-03-31 | RDB_APP | 2017-03-31 | 2958465 | DNO - SSE Southern | SOUTHFIELD ROAD | 66kV
SOWT1 | SOWTON 132KV |  | 2017-03-31 | 2958465 |  |  | Y | 2017-03-31 | RDB_APP | 2017-03-31 | RDB_APP | 2017-03-31 | 2958465 | DNO - WPD South West | SOWTON | 132kV
SOWT3 | SOWTON 33KV |  | 2017-03-31 | 2958465 |  |  | Y | 2017-03-31 | RDB_APP | 2017-03-31 | RDB_APP | 2017-03-31 | 2958465 | DNO - WPD South West | SOWTON | 33kV
SPAD1 | SPADEADAM 132KV |  | 2017-03-31 | 2958465 |  |  | Y | 2017-03-31 | RDB_APP | 2017-03-31 | RDB_APP | 2017-03-31 | 2958465 | DNO - ENW (Electric North-West) | SPADEADAM | 132kV
SPAD5 | SPADEADAM 11KV |  | 2017-03-31 | 2958465 |  |  | Y | 2017-03-31 | RDB_APP | 2017-03-31 | RDB_APP | 2017-03-31 | 2958465 | DNO - ENW (Electric North-West) | SPADEADAM | 11kV
SPAL1 | SPALDING 132KV |  | 2017-03-31 | 2958465 |  |  | Y | 2017-03-31 | RDB_APP | 2017-03-31 | RDB_APP | 2017-03-31 | 2958465 | DNO - WPD East Midlands | SPALDING | 132kV
SPAL1A | SPALDING 132KV |  | 2017-03-31 | 2958465 |  |  | Y | 2017-03-31 | RDB_APP | 2017-03-31 | RDB_APP | 2017-03-31 | 2958465 | DNO - WPD East Midlands | SPALDING | 132kV
SPAL1B | SPALDING 132KV |  | 2017-03-31 | 2958465 |  |  | Y | 2017-03-31 | RDB_APP | 2017-03-31 | RDB_APP | 2017-03-31 | 2958465 | DNO - WPD East Midlands | SPALDING | 132kV
SPAL3 | SPALDING 33KV |  | 2017-03-31 | 2958465 |  |  | Y | 2017-03-31 | RDB_APP | 2017-03-31 | RDB_APP | 2017-03-31 | 2958465 | DNO - WPD East Midlands | SPALDING | 33kV
SPAR1 | SPARKBROOK 132KV |  | 2017-03-31 | 2958465 |  |  | Y | 2017-03-31 | RDB_APP | 2017-03-31 | RDB_APP | 2017-03-31 | 2958465 | DNO - WPD West Midlands | SPARKBROOK | 132kV
SPAR5 | SPARKBROOK 11KV |  | 2017-03-31 | 2958465 |  |  | Y | 2017-03-31 | RDB_APP | 2017-03-31 | RDB_APP | 2017-03-31 | 2958465 | DNO - WPD West Midlands | SPARKBROOK | 11kV
SPAS1 | SPARLING STREET 132KV |  | 2017-03-31 | 2958465 |  |  | Y | 2017-03-31 | RDB_APP | 2017-03-31 | RDB_APP | 2017-03-31 | 2958465 | DNO - SP MANWEB(Scottish Power) | SPARLING STREET | 132kV
SPAS3 | SPARLING STREET 33KV |  | 2017-03-31 | 2958465 |  |  | Y | 2017-03-31 | RDB_APP | 2017-03-31 | RDB_APP | 2017-03-31 | 2958465 | DNO - SP MANWEB(Scottish Power) | SPARLING STREET | 33kV
SPAU1 | ST PAULS 132KV |  | 2017-03-31 | 2958465 |  |  | Y | 2017-03-31 | RDB_APP | 2017-03-31 | RDB_APP | 2017-03-31 | 2958465 | DNO - WPD South West | ST PAULS | 132kV
SPAU5 | ST PAULS 11KV |  | 2017-03-31 | 2958465 |  |  | Y | 2017-03-31 | RDB_APP | 2017-03-31 | RDB_APP | 2017-03-31 | 2958465 | DNO - WPD South West | ST PAULS | 11kV
SPAV1 | SPANGO VALLEY 132KV |  | 2017-03-31 | 2958465 | DEVM1 |  | Y | 2017-03-31 | RDB_APP | 2017-03-31 | RDB_APP | 2017-03-31 | 2958465 | TO - Scottish Power Transmission Ltd | SPANGO VALLEY | 132kV
SPAV3 | SPANGO VALLEY 33KV |  | 2017-03-31 | 2958465 | DEVM3 |  | Y | 2017-03-31 | RDB_APP | 2017-03-31 | RDB_APP | 2017-03-31 | 2958465 | TO - Scottish Power Transmission Ltd | SPANGO VALLEY | 33kV
SPEK1 | SPEKE 132KV |  | 2017-03-31 | 2958465 |  |  | Y | 2017-03-31 | RDB_APP | 2017-03-31 | RDB_APP | 2017-03-31 | 2958465 | DNO - SP MANWEB(Scottish Power) | SPEKE | 132kV
SPEK3 | SPEKE 33KV |  | 2017-03-31 | 2958465 |  |  | Y | 2017-03-31 | RDB_APP | 2017-03-31 | RDB_APP | 2017-03-31 | 2958465 | DNO - SP MANWEB(Scottish Power) | SPEKE | 33kV
SPEN1 | SPENNYMOOR 132KV |  | 2017-03-31 | 2958465 |  |  | Y | 2017-03-31 | RDB_APP | 2017-03-31 | RDB_APP | 2017-03-31 | 2958465 | TO - National Grid Electricity Transmission | SPENNYMOOR | 132kV
SPEN2 | SPENNYMOOR 275KV |  | 2017-03-31 | 2958465 |  |  | Y | 2017-03-31 | RDB_APP | 2017-03-31 | RDB_APP | 2017-03-31 | 2958465 | TO - National Grid Electricity Transmission | SPENNYMOOR | 275kV
SPEN4 | SPENNYMOOR 400KV |  | 2017-03-31 | 2958465 |  |  | Y | 2017-03-31 | RDB_APP | 2017-03-31 | RDB_APP | 2017-03-31 | 2958465 | TO - National Grid Electricity Transmission | SPENNYMOOR | 400kV
SPEN8 | SPENNYMOOR 6.6KV |  | 2017-03-31 | 2958465 |  |  | Y | 2017-03-31 | RDB_APP | 2017-03-31 | RDB_APP | 2017-03-31 | 2958465 | Unknown | SPENNYMOOR | 6.6kV
SPIT1 | SPITTAL 132KV |  | 2017-03-31 | 2958465 |  |  | Y | 2017-03-31 | RDB_APP | 2017-03-31 | RDB_APP | 2017-03-31 | 2958465 | Unknown | SPITTAL | 132kV
SPIT2 | SPITTAL 275KV |  | 2017-03-31 | 2958465 |  |  | Y | 2017-03-31 | RDB_APP | 2017-03-31 | RDB_APP | 2017-03-31 | 2958465 | TO - Scottish Hydro Electric Transmission Ltd | SPITTAL | 275kV
SPLN4 | SPALDING 400KV |  | 2017-03-31 | 2958465 |  |  | Y | 2017-03-31 | RDB_APP | 2017-03-31 | RDB_APP | 2017-03-31 | 2958465 | TO - National Grid Electricity Transmission | SPALDING | 400kV
SPLN8 | SPALDING 6.6KV |  | 2017-03-31 | 2958465 |  |  | Y | 2017-03-31 | RDB_APP | 2017-03-31 | RDB_APP | 2017-03-31 | 2958465 | TO - National Grid Electricity Transmission | SPALDING | 6.6kV
SPON1 | SPONDON 132KV |  | 2017-03-31 | 2958465 |  |  | Y | 2017-03-31 | RDB_APP | 2017-03-31 | RDB_APP | 2017-03-31 | 2958465 | DNO - WPD East Midlands | SPONDON | 132kV
SPON3 | SPONDON 33KV |  | 2017-03-31 | 2958465 |  |  | Y | 2017-03-31 | RDB_APP | 2017-03-31 | RDB_APP | 2017-03-31 | 2958465 | DNO - WPD East Midlands | SPONDON | 33kV
SPOR1 | SOUTHPORT 132KV |  | 2017-03-31 | 2958465 |  |  | Y | 2017-03-31 | RDB_APP | 2017-03-31 | RDB_APP | 2017-03-31 | 2958465 | DNO - SP MANWEB(Scottish Power) | SOUTHPORT | 132kV
SPOR3 | SOUTHPORT 33KV |  | 2017-03-31 | 2958465 |  |  | Y | 2017-03-31 | RDB_APP | 2017-03-31 | RDB_APP | 2017-03-31 | 2958465 | DNO - SP MANWEB(Scottish Power) | SOUTHPORT | 33kV
SPRF1 | SPRINGFIELD NR TEE (RAIL SUPPLY) 132KV |  | 2017-03-31 | 2958465 |  |  | Y | 2017-03-31 | RDB_APP | 2017-03-31 | RDB_APP | 2017-03-31 | 2958465 | DNO - UK Power Networks Eastern | SPRINGFIELD NR TEE (RAIL SUPPLY) | 132kV
SPRF7 | SPRINGFIELD NR TEE (RAIL SUPPLY) 25KV |  | 2017-03-31 | 2958465 |  |  | Y | 2017-03-31 | RDB_APP | 2017-03-31 | RDB_APP | 2017-03-31 | 2958465 | DNO - UK Power Networks Eastern | SPRINGFIELD NR TEE (RAIL SUPPLY) | 22kV
SPUR3 | SPURNESS WIND FARM 33KV |  | 2017-03-31 | 2958465 |  |  | Y | 2017-03-31 | RDB_APP | 2017-03-31 | RDB_APP | 2017-03-31 | 2958465 | PS - SSE Generation Limited | SPURNESS WIND FARM | 33kV
SROM3 | SRON MHOR 33KV |  | 2017-03-31 | 2958465 | CLAC3 |  | Y | 2017-03-31 | RDB_APP | 2017-03-31 | RDB_APP | 2017-03-31 | 2958465 | DNO - Scottish & Southern Energy DNO Scotland | SRON MHOR | 33kV
SROM8 | SRON MHOR 6.6KV |  | 2017-03-31 | 2958465 | CLAC3 |  | Y | 2017-03-31 | RDB_APP | 2017-03-31 | RDB_APP | 2017-03-31 | 2958465 | DNO - Scottish & Southern Energy DNO Scotland | SRON MHOR | 6.6kV
SSAW1 | SHERINGHAM SHOAL OFFSHORE PLATFORM 1 132KV |  | 2017-03-31 | 2958465 |  |  | Y | 2017-03-31 | RDB_APP | 2017-03-31 | RDB_APP | 2017-03-31 | 2958465 | PS - STATKRAFT | SHERRINGHAM SHOAL OFFSHORE PLATFORM 1 | 132kV
SSAW3 | SHERINGHAM SHOAL OFFSHORE PLATFORM 1 33KV |  | 2017-03-31 | 2958465 |  |  | Y | 2017-03-31 | RDB_APP | 2017-03-31 | RDB_APP | 2017-03-31 | 2958465 | PS - STATKRAFT | SHERRINGHAM SHOAL OFFSHORE PLATFORM 1 | 33kV
SSBW1 | SHERINGHAM SHOAL OFFSHORE PLATFORM 2 132KV |  | 2017-03-31 | 2958465 |  |  | Y | 2017-03-31 | RDB_APP | 2017-03-31 | RDB_APP | 2017-03-31 | 2958465 | PS - STATKRAFT | SHERRINGHAM SHOAL OFFSHORE PLATFORM 2 | 132kV
SSBW3 | SHERINGHAM SHOAL OFFSHORE PLATFORM 2 33KV |  | 2017-03-31 | 2958465 |  |  | Y | 2017-03-31 | RDB_APP | 2017-03-31 | RDB_APP | 2017-03-31 | 2958465 | PS - STATKRAFT | SHERRINGHAM SHOAL OFFSHORE PLATFORM 2 | 33kV
SSHI2 | SOUTH SHIELDS 275KV |  | 2017-03-31 | 2958465 |  |  | Y | 2017-03-31 | RDB_APP | 2017-03-31 | RDB_APP | 2017-03-31 | 2958465 | TO - National Grid Electricity Transmission | SOUTH SHIELDS | 275kV
SSHI3 | SOUTH SHIELDS 33KV |  | 2017-03-31 | 2958465 |  |  | Y | 2017-03-31 | RDB_APP | 2017-03-31 | RDB_APP | 2017-03-31 | 2958465 | TO - National Grid Electricity Transmission | SOUTH SHIELDS | 33kV
STAF1 | STAFFORD 132KV |  | 2017-03-31 | 2958465 |  |  | Y | 2017-03-31 | RDB_APP | 2017-03-31 | RDB_APP | 2017-03-31 | 2958465 | DNO - WPD West Midlands | STAFFORD | 132kV
STAF5 | STAFFORD 11KV |  | 2017-03-31 | 2958465 |  |  | Y | 2017-03-31 | RDB_APP | 2017-03-31 | RDB_APP | 2017-03-31 | 2958465 | DNO - WPD West Midlands | STAFFORD | 11kV
STAG1 | STAGEFIELDS 132KV |  | 2017-03-31 | 2958465 |  |  | Y | 2017-03-31 | RDB_APP | 2017-03-31 | RDB_APP | 2017-03-31 | 2958465 | DNO - WPD West Midlands | STAGEFIELDS | 132kV
STAG3 | STAGEFIELDS 33KV |  | 2017-03-31 | 2958465 |  |  | Y | 2017-03-31 | RDB_APP | 2017-03-31 | RDB_APP | 2017-03-31 | 2958465 | DNO - WPD East Midlands | STAGEFIELDS | 33kV
STAG5 | STAGEFIELDS 11KV |  | 2017-03-31 | 2958465 |  |  | Y | 2017-03-31 | RDB_APP | 2017-03-31 | RDB_APP | 2017-03-31 | 2958465 | DNO - WPD West Midlands | STAGEFIELDS | 11kV
STAH1 | STANAH 132KV |  | 2017-03-31 | 2958465 |  |  | Y | 2017-03-31 | RDB_APP | 2017-03-31 | RDB_APP | 2017-03-31 | 2958465 | TO - National Grid Electricity Transmission | STANAH | 132kV
STAH4 | STANAH 400KV |  | 2017-03-31 | 2958465 |  |  | Y | 2017-03-31 | RDB_APP | 2017-03-31 | RDB_APP | 2017-03-31 | 2958465 | TO - National Grid Electricity Transmission | STANAH | 400kV
STAH8 | STANAH 6.6KV |  | 2017-03-31 | 2958465 |  |  | Y | 2017-03-31 | RDB_APP | 2017-03-31 | RDB_APP | 2017-03-31 | 2958465 | Unknown | STANAH | 6.6kV
STAI1 | STAINES 132KV |  | 2017-03-31 | 2958465 |  |  | Y | 2017-03-31 | RDB_APP | 2017-03-31 | RDB_APP | 2017-03-31 | 2958465 | DNO - SSE Southern | STAINES | 132kV
STAI3 | STAINES 33KV |  | 2017-03-31 | 2958465 |  |  | Y | 2017-03-31 | RDB_APP | 2017-03-31 | RDB_APP | 2017-03-31 | 2958465 | DNO - SSE Southern | STAINES | 33kV
STAL1 | STALYBRIDGE 132KV |  | 2017-03-31 | 2958465 |  |  | Y | 2017-03-31 | RDB_APP | 2017-03-31 | RDB_APP | 2017-03-31 | 2958465 | TO - National Grid Electricity Transmission | STALYBRIDGE | 132kV
STAL2 | STALYBRIDGE 275KV |  | 2017-03-31 | 2958465 |  |  | Y | 2017-03-31 | RDB_APP | 2017-03-31 | RDB_APP | 2017-03-31 | 2958465 | TO - National Grid Electricity Transmission | STALYBRIDGE | 275kV
STAL4 | STALYBRIDGE 400KV |  | 2017-03-31 | 2958465 |  |  | Y | 2017-03-31 | RDB_APP | 2017-03-31 | RDB_APP | 2017-03-31 | 2958465 | TO - National Grid Electricity Transmission | STALYBRIDGE | 400kV
STAL7 | STALYBRIDGE 22KV |  | 2017-03-31 | 2958465 |  |  | Y | 2017-03-31 | RDB_APP | 2017-03-31 | RDB_APP | 2017-03-31 | 2958465 | TO - National Grid Electricity Transmission | STALYBRIDGE | 22kV
STAM1 | STAMFORD 132KV |  | 2017-03-31 | 2958465 |  |  | Y | 2017-03-31 | RDB_APP | 2017-03-31 | RDB_APP | 2017-03-31 | 2958465 | DNO - WPD East Midlands | STAMFORD | 132kV
STAM3 | STAMFORD 33KV |  | 2017-03-31 | 2958465 |  |  | Y | 2017-03-31 | RDB_APP | 2017-03-31 | RDB_APP | 2017-03-31 | 2958465 | DNO - WPD East Midlands | STAMFORD | 33kV
STAN1 | STANTON 132KV |  | 2017-03-31 | 2958465 |  |  | Y | 2017-03-31 | RDB_APP | 2017-03-31 | RDB_APP | 2017-03-31 | 2958465 | DNO - WPD East Midlands | STANTON | 132kV
STAN3 | STANTON 33KV |  | 2017-03-31 | 2958465 |  |  | Y | 2017-03-31 | RDB_APP | 2017-03-31 | RDB_APP | 2017-03-31 | 2958465 | DNO - WPD East Midlands | STANTON | 33kV
STAQ1 | STANGATE QUARRY 132KV |  | 2017-03-31 | 2958465 |  |  | Y | 2017-03-31 | RDB_APP | 2017-03-31 | RDB_APP | 2017-03-31 | 2958465 | DNO - UK Power Networks South East | STANGATE QUARRY | 132kV
STAS1 | STAFFORD SOUTH 132KV |  | 2017-03-31 | 2958465 |  |  | Y | 2017-03-31 | RDB_APP | 2017-03-31 | RDB_APP | 2017-03-31 | 2958465 | DNO - WPD West Midlands | STAFFORD SOUTH | 132kV
STAS5 | STAFFORD SOUTH 11KV |  | 2017-03-31 | 2958465 |  |  | Y | 2017-03-31 | RDB_APP | 2017-03-31 | RDB_APP | 2017-03-31 | 2958465 | DNO - WPD West Midlands | STAFFORD SOUTH | 11kV
STAV1 | STAVELEY 132KV |  | 2017-03-31 | 2958465 |  |  | Y | 2017-03-31 | RDB_APP | 2017-03-31 | RDB_APP | 2017-03-31 | 2958465 | DNO - WPD East Midlands | STAVELEY | 132kV
STAV3 | STAVELEY 33KV |  | 2017-03-31 | 2958465 |  |  | Y | 2017-03-31 | RDB_APP | 2017-03-31 | RDB_APP | 2017-03-31 | 2958465 | DNO - WPD East Midlands | STAVELEY | 33kV
STAY1C | STAYTHORPE 132KV |  | 2017-03-31 | 2958465 |  |  | Y | 2017-03-31 | RDB_APP | 2017-03-31 | RDB_APP | 2017-03-31 | 2958465 | DNO - WPD East Midlands | STAYTHORPE | 132kV
STAY4 | STAYTHORPE 400KV |  | 2017-03-31 | 2958465 |  |  | Y | 2017-03-31 | RDB_APP | 2017-03-31 | RDB_APP | 2017-03-31 | 2958465 | TO - National Grid Electricity Transmission | STAYTHORPE | 400kV
STAY8 | STAYTHORPE 6.6KV |  | 2017-03-31 | 2958465 |  |  | Y | 2017-03-31 | RDB_APP | 2017-03-31 | RDB_APP | 2017-03-31 | 2958465 | TO - National Grid Electricity Transmission | STAYTHORPE | 6.6kV
STBU1 | STAINBURN 132KV |  | 2017-03-31 | 2958465 |  |  | Y | 2017-03-31 | RDB_APP | 2017-03-31 | RDB_APP | 2017-03-31 | 2958465 | DNO - ENW (Electric North-West) | STAINBURN | 132kV
STBU3 | STAINBURN 33KV |  | 2017-03-31 | 2958465 |  |  | Y | 2017-03-31 | RDB_APP | 2017-03-31 | RDB_APP | 2017-03-31 | 2958465 | DNO - ENW (Electric North-West) | STAINBURN | 33kV
STCR3 | STEVENIS CROFT 33KV |  | 2017-03-31 | 2958465 |  |  | Y | 2017-03-31 | RDB_APP | 2017-03-31 | RDB_APP | 2017-03-31 | 2958465 | DNO - Scottish Power DNO Scotland | STEVENIS CROFT | 33kV
STEN1 | STELLA NORTH 132KV |  | 2017-03-31 | 2958465 |  |  | Y | 2017-03-31 | RDB_APP | 2017-03-31 | RDB_APP | 2017-03-31 | 2958465 | TO - National Grid Electricity Transmission | STELLA NORTH | 132kV
STES1 | STELLA SOUTH 132KV |  | 2017-03-31 | 2958465 |  |  | Y | 2017-03-31 | RDB_APP | 2017-03-31 | RDB_APP | 2017-03-31 | 2958465 | TO - National Grid Electricity Transmission | STELLA SOUTH | 132kV
STEV1 | STEVENAGE 132KV |  | 2017-03-31 | 2958465 |  |  | Y | 2017-03-31 | RDB_APP | 2017-03-31 | RDB_APP | 2017-03-31 | 2958465 | DNO - UK Power Networks Eastern | STEVENAGE | 132kV
STEV3 | STEVENAGE 33KV |  | 2017-03-31 | 2958465 |  |  | Y | 2017-03-31 | RDB_APP | 2017-03-31 | RDB_APP | 2017-03-31 | 2958465 | DNO - UK Power Networks Eastern | STEVENAGE | 33kV
STEW1 | STELLA WEST 132KV |  | 2017-03-31 | 2958465 |  |  | Y | 2017-03-31 | RDB_APP | 2017-03-31 | RDB_APP | 2017-03-31 | 2958465 | Unknown | STELLA WEST | 132kV
STEW2 | STELLA WEST 275KV |  | 2017-03-31 | 2958465 |  |  | Y | 2017-03-31 | RDB_APP | 2017-03-31 | RDB_APP | 2017-03-31 | 2958465 | TO - National Grid Electricity Transmission | STELLA WEST | 275kV
STEW2A | STELLA WEST 275KV |  | 2017-03-31 | 2958465 |  |  | Y | 2017-03-31 | RDB_APP | 2017-03-31 | RDB_APP | 2017-03-31 | 2958465 | TO - National Grid Electricity Transmission | STELLA WEST | 275kV
STEW4 | STELLA WEST 400KV |  | 2017-03-31 | 2958465 | ECCL4 |  | Y | 2017-03-31 | RDB_APP | 2017-03-31 | RDB_APP | 2017-03-31 | 2958465 | TO - National Grid Electricity Transmission | STELLA WEST | 400kV
STEY1 | STEYNING 132KV |  | 2017-03-31 | 2958465 |  |  | Y | 2017-03-31 | RDB_APP | 2017-03-31 | RDB_APP | 2017-03-31 | 2958465 | DNO - UK Power Networks South East | STEYNING | 132kV
STEY3 | STEYNING 33KV |  | 2017-03-31 | 2958465 |  |  | Y | 2017-03-31 | RDB_APP | 2017-03-31 | RDB_APP | 2017-03-31 | 2958465 | DNO - UK Power Networks South East | STEYNING | 33kV
STHA2 | STRATHAVEN 275KV |  | 2017-03-31 | 2958465 |  |  | Y | 2017-03-31 | RDB_APP | 2017-03-31 | RDB_APP | 2017-03-31 | 2958465 | TO - Scottish Power Transmission Ltd | STRATHAVEN | 275kV
STHA3 | STRATHAVEN 33KV |  | 2017-03-31 | 2958465 | STHA2 |  | Y | 2017-03-31 | RDB_APP | 2017-03-31 | RDB_APP | 2017-03-31 | 2958465 | TO - Scottish Power Transmission Ltd | STRATHAVEN | 33kV
STHA4 | STRATHAVEN 400KV |  | 2017-03-31 | 2958465 | ELVA4 |  | Y | 2017-03-31 | RDB_APP | 2017-03-31 | RDB_APP | 2017-03-31 | 2958465 | TO - Scottish Power Transmission Ltd | STRATHAVEN | 400kV
STIR1 | STIRLING 132KV |  | 2017-03-31 | 2958465 | BONN1 |  | Y | 2017-03-31 | RDB_APP | 2017-03-31 | RDB_APP | 2017-03-31 | 2958465 | TO - Scottish Power Transmission Ltd | STIRLING | 132kV
STIR1T | STIRLING 132KV |  | 2017-03-31 | 2958465 |  |  | Y | 2017-03-31 | RDB_APP | 2017-03-31 | RDB_APP | 2017-03-31 | 2958465 | TO - Scottish Power Transmission Ltd | STIRLING | 132kV
STIR3 | STIRLING 33KV |  | 2017-03-31 | 2958465 | STIR1 |  | Y | 2017-03-31 | RDB_APP | 2017-03-31 | RDB_APP | 2017-03-31 | 2958465 | TO - Scottish Power Transmission Ltd | STIRLING | 33kV
STLE1 | STRATHLEVEN 132KV |  | 2017-03-31 | 2958465 | GARB1 |  | Y | 2017-03-31 | RDB_APP | 2017-03-31 | RDB_APP | 2017-03-31 | 2958465 | TO - Scottish Power Transmission Ltd | STRATHLEVEN | 132kV
STLE2 | STRATHLEVEN 275KV |  | 2017-03-31 | 2958465 |  |  | Y | 2017-03-31 | RDB_APP | 2017-03-31 | RDB_APP | 2017-03-31 | 2958465 | TO - Scottish Power Transmission Ltd | STRATHLEVEN | 275kV
STLE3 | STRATHLEVEN 33KV |  | 2017-03-31 | 2958465 | STLB3 |  | Y | 2017-03-31 | RDB_APP | 2017-03-31 | RDB_APP | 2017-03-31 | 2958465 | TO - Scottish Power Transmission Ltd | STRATHLEVEN | 33kV
STLE7 | STRATHLEVEN 25KV |  | 2017-03-31 | 2958465 |  |  | Y | 2017-03-31 | RDB_APP | 2017-03-31 | RDB_APP | 2017-03-31 | 2958465 | TO - Scottish Power Transmission Ltd | STRATHLEVEN | 22kV
STMO1 | STANMORE 132KV |  | 2017-03-31 | 2958465 |  |  | Y | 2017-03-31 | RDB_APP | 2017-03-31 | RDB_APP | 2017-03-31 | 2958465 | DNO - UK Power Networks Eastern | STANMORE | 132kV
STMO3 | STANMORE 33KV |  | 2017-03-31 | 2958465 |  |  | Y | 2017-03-31 | RDB_APP | 2017-03-31 | RDB_APP | 2017-03-31 | 2958465 | DNO - UK Power Networks Eastern | STANMORE | 33kV
STMO5 | STANMORE 11KV |  | 2017-03-31 | 2958465 |  |  | Y | 2017-03-31 | RDB_APP | 2017-03-31 | RDB_APP | 2017-03-31 | 2958465 | DNO - UK Power Networks Eastern | STANMORE | 11kV
STNO1 | STRATHY NORTH (STRATHY WIND FARM) 132KV |  | 2017-03-31 | 2958465 | CONN1 |  | Y | 2017-03-31 | RDB_APP | 2017-03-31 | RDB_APP | 2017-03-31 | 2958465 | PS - SSE Generation Limited | STRATHY NORTH (STRATHY WIND FARM) | 132kV
STNO3 | STRATHY NORTH (STRATHY WIND FARM) 33KV |  | 2017-03-31 | 2958465 | STNO1 |  | Y | 2017-03-31 | RDB_APP | 2017-03-31 | RDB_APP | 2017-03-31 | 2958465 | PS - SSE Generation Limited | STRATHY NORTH (STRATHY WIND FARM) | 33kV
STOB1 | STOKE BARDOLPH 132KV |  | 2017-03-31 | 2958465 |  |  | Y | 2017-03-31 | RDB_APP | 2017-03-31 | RDB_APP | 2017-03-31 | 2958465 | TO - National Grid Electricity Transmission | STOKE BARDOLPH | 132kV
STOB4 | STOKE BARDOLPH 400KV |  | 2017-03-31 | 2958465 |  |  | Y | 2017-03-31 | RDB_APP | 2017-03-31 | RDB_APP | 2017-03-31 | 2958465 | TO - National Grid Electricity Transmission | STOKE BARDOLPH | 400kV
STOM3 | STONEYWOOD MILLS 33KV |  | 2017-03-31 | 2958465 |  |  | Y | 2017-03-31 | RDB_APP | 2017-03-31 | RDB_APP | 2017-03-31 | 2958465 | DNO - Scottish & Southern Energy DNO Scotland | STONEYWOOD MILLS | 33kV
STOR1 | STORNOWAY 132KV |  | 2017-03-31 | 2958465 |  |  | Y | 2017-03-31 | RDB_APP | 2017-03-31 | RDB_APP | 2017-03-31 | 2958465 | TO - Scottish Hydro Electric Transmission Ltd | STORNOWAY | 132kV
STOR3 | STORNOWAY 33KV |  | 2017-03-31 | 2958465 | STOR1 |  | Y | 2017-03-31 | RDB_APP | 2017-03-31 | RDB_APP | 2017-03-31 | 2958465 | DNO - Scottish & Southern Energy DNO Scotland | STORNOWAY | 33kV
STOS1 | STONY STRAFFORD 132KV |  | 2017-03-31 | 2958465 |  |  | Y | 2017-03-31 | RDB_APP | 2017-03-31 | RDB_APP | 2017-03-31 | 2958465 | DNO - WPD East Midlands | STONY STRAFFORD | 132kV
STOS3 | STONY STRAFFORD 33KV |  | 2017-03-31 | 2958465 |  |  | Y | 2017-03-31 | RDB_APP | 2017-03-31 | RDB_APP | 2017-03-31 | 2958465 | DNO - WPD East Midlands | STONY STRAFFORD | 33kV
STOW1 | STOWMARKET 132KV |  | 2017-03-31 | 2958465 |  |  | Y | 2017-03-31 | RDB_APP | 2017-03-31 | RDB_APP | 2017-03-31 | 2958465 | DNO - UK Power Networks Eastern | STOWMARKET | 132kV
STOW3 | STOWMARKET 33KV |  | 2017-03-31 | 2958465 |  |  | Y | 2017-03-31 | RDB_APP | 2017-03-31 | RDB_APP | 2017-03-31 | 2958465 | DNO - UK Power Networks Eastern | STOWMARKET | 33kV
STOW7 | STOWMARKET 25KV |  | 2017-03-31 | 2958465 |  |  | Y | 2017-03-31 | RDB_APP | 2017-03-31 | RDB_APP | 2017-03-31 | 2958465 | DNO - UK Power Networks Eastern | STOWMARKET | 22kV
STRA1 | STRATTON 132KV |  | 2017-03-31 | 2958465 |  |  | Y | 2017-03-31 | RDB_APP | 2017-03-31 | RDB_APP | 2017-03-31 | 2958465 | DNO - SSE Southern | STRATTON | 132kV
STRA3 | STRATTON 33KV |  | 2017-03-31 | 2958465 |  |  | Y | 2017-03-31 | RDB_APP | 2017-03-31 | RDB_APP | 2017-03-31 | 2958465 | DNO - SSE Southern | STRATTON | 33kV
STRB2 | STRATH BRORA WIND 275KV |  | 2017-03-31 | 2958465 | ARDR2 |  | Y | 2017-03-31 | RDB_APP | 2017-03-31 | RDB_APP | 2017-03-31 | 2958465 | TO - Scottish Hydro Electric Transmission Ltd | STRATH BRORA WIND | 275kV
STRB2A | STRATH BRORA WIND 275KV |  | 2017-03-31 | 2958465 |  |  | Y | 2017-03-31 | RDB_APP | 2017-03-31 | RDB_APP | 2017-03-31 | 2958465 | TO - Scottish Hydro Electric Transmission Ltd | STRATH BRORA WIND | 275kV
STRB3 | STRATH BRORA WIND 33KV |  | 2017-03-31 | 2958465 |  |  | Y | 2017-03-31 | RDB_APP | 2017-03-31 | RDB_APP | 2017-03-31 | 2958465 | PS - Falck Renewables Limited | STRATH BRORA WIND | 33kV
STRD1 | STROOD 132KV |  | 2017-03-31 | 2958465 |  |  | Y | 2017-03-31 | RDB_APP | 2017-03-31 | RDB_APP | 2017-03-31 | 2958465 | DNO - UK Power Networks South East | STROOD | 132kV
STRD5 | STROOD 11KV |  | 2017-03-31 | 2958465 |  |  | Y | 2017-03-31 | RDB_APP | 2017-03-31 | RDB_APP | 2017-03-31 | 2958465 | DNO - UK Power Networks South East | STROOD | 11kV
STRE1 | STREET 132KV |  | 2017-03-31 | 2958465 |  |  | Y | 2017-03-31 | RDB_APP | 2017-03-31 | RDB_APP | 2017-03-31 | 2958465 | DNO - WPD South West | STREET | 132kV
STRE3 | STREET 33KV |  | 2017-03-31 | 2958465 |  |  | Y | 2017-03-31 | RDB_APP | 2017-03-31 | RDB_APP | 2017-03-31 | 2958465 | DNO - WPD South West | STREET | 33kV
STRI1 | STRICHEN 132KV |  | 2017-03-31 | 2958465 | LUMB1 |  | Y | 2017-03-31 | RDB_APP | 2017-03-31 | RDB_APP | 2017-03-31 | 2958465 | TO - Scottish Hydro Electric Transmission Ltd | STRICHEN | 132kV
STRI3 | STRICHEN 33KV |  | 2017-03-31 | 2958465 | STRI- |  | Y | 2017-03-31 | RDB_APP | 2017-03-31 | RDB_APP | 2017-03-31 | 2958465 | DNO - Scottish & Southern Energy DNO Scotland | STRICHEN | 33kV
STRI5 | STRICHEN 11KV |  | 2017-03-31 | 2958465 | STRI3 |  | Y | 2017-03-31 | RDB_APP | 2017-03-31 | RDB_APP | 2017-03-31 | 2958465 | DNO - Scottish & Southern Energy DNO Scotland | STRICHEN | 11kV
STRL1 | STRONELAIRG WIND FARM (SSE) 132KV |  | 2017-03-31 | 2958465 | MELG1 |  | Y | 2017-03-31 | RDB_APP | 2017-03-31 | RDB_APP | 2017-03-31 | 2958465 | PS - SSE Generation Limited | STRONELAIRG WIND FARM (SSE) | 132kV
STRL3 | STRONELAIRG WIND FARM (SSE) 33KV |  | 2017-03-31 | 2958465 | STRL1 |  | Y | 2017-03-31 | RDB_APP | 2017-03-31 | RDB_APP | 2017-03-31 | 2958465 | PS - SSE Generation Limited | STRONELAIRG WIND FARM (SSE) | 33kV
STRM1 | WOKING SENTRUM 132KV |  | 2017-03-31 | 2958465 |  |  | Y | 2017-03-31 | RDB_APP | 2017-03-31 | RDB_APP | 2017-03-31 | 2958465 | DNO - UK Power Networks South East | WOKING SENTRUM | 132kV
STRM5 | WOKING SENTRUM 11KV |  | 2017-03-31 | 2958465 |  |  | Y | 2017-03-31 | RDB_APP | 2017-03-31 | RDB_APP | 2017-03-31 | 2958465 | DNO - UK Power Networks South East | WOKING SENTRUM | 11kV
STRO1 | STROOD 132KV |  | 2017-03-31 | 2958465 |  |  | Y | 2017-03-31 | RDB_APP | 2017-03-31 | RDB_APP | 2017-03-31 | 2958465 | DNO - UK Power Networks South East | STROOD | 132kV
STRS3 | STROUPSTER WIND FARM 33KV |  | 2017-03-31 | 2958465 |  |  | Y | 2017-03-31 | RDB_APP | 2017-03-31 | RDB_APP | 2017-03-31 | 2958465 | PS - SSE Generation Limited | STROUPSTER WIND FARM | 33kV
STRW1 | STRATHY WIND 132KV |  | 2017-03-31 | 2958465 | CONN2 |  | Y | 2017-03-31 | RDB_APP | 2017-03-31 | RDB_APP | 2017-03-31 | 2958465 | PS - SSE Generation Limited | STRATHY WIND | 132kV
STRW2 | STRATHY WIND 275KV |  | 2017-03-31 | 2958465 | CONN2 |  | Y | 2017-03-31 | RDB_APP | 2017-03-31 | RDB_APP | 2017-03-31 | 2958465 | PS - SSE Generation Limited | STRATHY WIND | 275kV
STRW3 | STRATHY WIND 33KV |  | 2017-03-31 | 2958465 | STRW1 |  | Y | 2017-03-31 | RDB_APP | 2017-03-31 | RDB_APP | 2017-03-31 | 2958465 | PS - SSE Generation Limited | STRATHY WIND | 33kV
STSB4 | STOCKSBRIDGE 400KV |  | 2017-03-31 | 2958465 |  |  | Y | 2017-03-31 | RDB_APP | 2017-03-31 | RDB_APP | 2017-03-31 | 2958465 | TO - National Grid Electricity Transmission | STOCKSBRIDGE | 400kV
STSB6 | STOCKSBRIDGE 66KV |  | 2017-03-31 | 2958465 |  |  | Y | 2017-03-31 | RDB_APP | 2017-03-31 | RDB_APP | 2017-03-31 | 2958465 | TO - National Grid Electricity Transmission | STOCKSBRIDGE | 66kV
STUD1 | ST TUDY 132KV |  | 2017-03-31 | 2958465 |  |  | Y | 2017-03-31 | RDB_APP | 2017-03-31 | RDB_APP | 2017-03-31 | 2958465 | DNO - WPD South West | ST TUDY | 132kV
STUD3 | ST TUDY 33KV |  | 2017-03-31 | 2958465 |  |  | Y | 2017-03-31 | RDB_APP | 2017-03-31 | RDB_APP | 2017-03-31 | 2958465 | DNO - WPD South West | ST TUDY | 33kV
STVE3 | STRIVEN 33KV |  | 2017-03-31 | 2958465 | DUNO3 |  | Y | 2017-03-31 | RDB_APP | 2017-03-31 | RDB_APP | 2017-03-31 | 2958465 | DNO - Scottish & Southern Energy DNO Scotland | STRIVEN | 33kV
STVE5 | STRIVEN 11KV |  | 2017-03-31 | 2958465 |  |  | Y | 2017-03-31 | RDB_APP | 2017-03-31 | RDB_APP | 2017-03-31 | 2958465 | Unknown | STRIVEN | 11kV
STVE7 | STRIVEN 22KV |  | 2017-03-31 | 2958465 |  |  | Y | 2017-03-31 | RDB_APP | 2017-03-31 | RDB_APP | 2017-03-31 | 2958465 | DNO - Scottish & Southern Energy DNO Scotland | STRIVEN | 22kV
STWB4 | STELLA WEST BORDER 400KV |  | 2017-03-31 | 2958465 | ECCL4 |  | Y | 2017-03-31 | RDB_APP | 2017-03-31 | RDB_APP | 2017-03-31 | 2958465 | TO - Scottish Power Transmission Ltd | STELLA WEST BORDER | 400kV
STYB1 | STAYTHORPE B (FOR USE IN OLTA) 132KV |  | 2017-03-31 | 2958465 |  |  | Y | 2017-03-31 | RDB_APP | 2017-03-31 | RDB_APP | 2017-03-31 | 2958465 | DNO - WPD East Midlands | STAYTHORPE B (FOR USE IN OLTA) | 132kV
STYC1 | STAYTHORPE C (FOR USE IN OLTA) 132KV |  | 2017-03-31 | 2958465 |  |  | Y | 2017-03-31 | RDB_APP | 2017-03-31 | RDB_APP | 2017-03-31 | 2958465 | TO - National Grid Electricity Transmission | STAYTHORPE C (FOR USE IN OLTA) | 132kV
SUDB1 | SUDBROOK 132KV |  | 2017-03-31 | 2958465 |  |  | Y | 2017-03-31 | RDB_APP | 2017-03-31 | RDB_APP | 2017-03-31 | 2958465 | DNO - WPD South Wales | SUDBROOK | 132kV
SUDB3 | SUDBROOK 33KV |  | 2017-03-31 | 2958465 |  |  | Y | 2017-03-31 | RDB_APP | 2017-03-31 | RDB_APP | 2017-03-31 | 2958465 | DNO - WPD South Wales | SUDBROOK | 33kV
SULG1 | SULLY GRID 132KV |  | 2017-03-31 | 2958465 |  |  | Y | 2017-03-31 | RDB_APP | 2017-03-31 | RDB_APP | 2017-03-31 | 2958465 | DNO - WPD South Wales | SULLY GRID | 132kV
SULG5 | SULLY GRID 11KV |  | 2017-03-31 | 2958465 |  |  | Y | 2017-03-31 | RDB_APP | 2017-03-31 | RDB_APP | 2017-03-31 | 2958465 | DNO - WPD South Wales | SULLY GRID | 11kV
SUND1 | SUNDON 132KV |  | 2017-03-31 | 2958465 |  |  | Y | 2017-03-31 | RDB_APP | 2017-03-31 | RDB_APP | 2017-03-31 | 2958465 | TO - National Grid Electricity Transmission | SUNDON | 132kV
SUND3 | SUNDON 33KV |  | 2017-03-31 | 2958465 |  |  | Y | 2017-03-31 | RDB_APP | 2017-03-31 | RDB_APP | 2017-03-31 | 2958465 | DNO - UK Power Networks Eastern | SUNDON | 33kV
SUND4 | SUNDON 400KV |  | 2017-03-31 | 2958465 |  |  | Y | 2017-03-31 | RDB_APP | 2017-03-31 | RDB_APP | 2017-03-31 | 2958465 | TO - National Grid Electricity Transmission | SUNDON | 400kV
SUND8 | SUNDON 6.6KV |  | 2017-03-31 | 2958465 |  |  | Y | 2017-03-31 | RDB_APP | 2017-03-31 | RDB_APP | 2017-03-31 | 2958465 | Unknown | SUNDON | 6.6kV
SUTB4 | SUTTON BRIDGE 400KV |  | 2017-03-31 | 2958465 |  |  | Y | 2017-03-31 | RDB_APP | 2017-03-31 | RDB_APP | 2017-03-31 | 2958465 | TO - National Grid Electricity Transmission | SUTTON BRIDGE | 400kV
SUTB8 | SUTTON BRIDGE 6.6KV |  | 2017-03-31 | 2958465 |  |  | Y | 2017-03-31 | RDB_APP | 2017-03-31 | RDB_APP | 2017-03-31 | 2958465 | TO - National Grid Electricity Transmission | SUTTON BRIDGE | 6.6kV
SUTC1 | SUTTON COLDFIELD 132KV |  | 2017-03-31 | 2958465 |  |  | Y | 2017-03-31 | RDB_APP | 2017-03-31 | RDB_APP | 2017-03-31 | 2958465 | DNO - WPD West Midlands | SUTTON COLDFIELD | 132kV
SUTC5 | SUTTON COLDFIELD 11KV |  | 2017-03-31 | 2958465 |  |  | Y | 2017-03-31 | RDB_APP | 2017-03-31 | RDB_APP | 2017-03-31 | 2958465 | DNO - WPD West Midlands | SUTTON COLDFIELD | 11kV
SUTT1 | SUTTON 132KV |  | 2017-03-31 | 2958465 |  |  | Y | 2017-03-31 | RDB_APP | 2017-03-31 | RDB_APP | 2017-03-31 | 2958465 | DNO - UK Power Networks South East | SUTTON | 132kV
SUTT3 | SUTTON 33KV |  | 2017-03-31 | 2958465 |  |  | Y | 2017-03-31 | RDB_APP | 2017-03-31 | RDB_APP | 2017-03-31 | 2958465 | DNO - UK Power Networks South East | SUTTON | 33kV
SVRP8 | SEVERN POWER (POWER STATION) 6.6KV |  | 2017-03-31 | 2958465 |  |  | Y | 2017-03-31 | RDB_APP | 2017-03-31 | RDB_APP | 2017-03-31 | 2958465 | TO - National Grid Electricity Transmission | SEVERN POWER (POWER STATION) | 6.6kV
SWAF1 | SWAFFHAM 132KV |  | 2017-03-31 | 2958465 |  |  | Y | 2017-03-31 | RDB_APP | 2017-03-31 | RDB_APP | 2017-03-31 | 2958465 | DNO - UK Power Networks Eastern | SWAFFHAM | 132kV
SWAF3 | SWAFFHAM 33KV |  | 2017-03-31 | 2958465 |  |  | Y | 2017-03-31 | RDB_APP | 2017-03-31 | RDB_APP | 2017-03-31 | 2958465 | DNO - UK Power Networks Eastern | SWAFFHAM | 33kV
SWAN1 | SWANSEA NORTH 132KV |  | 2017-03-31 | 2958465 |  |  | Y | 2017-03-31 | RDB_APP | 2017-03-31 | RDB_APP | 2017-03-31 | 2958465 | TO - National Grid Electricity Transmission | SWANSEA NORTH | 132kV
SWAN2 | SWANSEA NORTH 275KV |  | 2017-03-31 | 2958465 |  |  | Y | 2017-03-31 | RDB_APP | 2017-03-31 | RDB_APP | 2017-03-31 | 2958465 | TO - National Grid Electricity Transmission | SWANSEA NORTH | 275kV
SWAN3 | SWANSEA NORTH 33KV |  | 2017-03-31 | 2958465 |  |  | Y | 2017-03-31 | RDB_APP | 2017-03-31 | RDB_APP | 2017-03-31 | 2958465 | DNO - WPD South Wales | SWANSEA NORTH | 33kV
SWAN4 | SWANSEA NORTH 400KV |  | 2017-03-31 | 2958465 |  |  | Y | 2017-03-31 | RDB_APP | 2017-03-31 | RDB_APP | 2017-03-31 | 2958465 | TO - National Grid Electricity Transmission | SWANSEA NORTH | 400kV
SWAN4G | SWANSEA NORTH 400KV |  | 2017-03-31 | 2958465 |  |  | Y | 2017-03-31 | RDB_APP | 2017-03-31 | RDB_APP | 2017-03-31 | 2958465 | TO - National Grid Electricity Transmission | SWANSEA NORTH | 400kV
SWAW1 | SWANSEA WEST 132KV |  | 2017-03-31 | 2958465 |  |  | Y | 2017-03-31 | RDB_APP | 2017-03-31 | RDB_APP | 2017-03-31 | 2958465 | DNO - WPD South Wales | SWANSEA WEST | 132kV
SWAW3 | SWANSEA WEST 33KV |  | 2017-03-31 | 2958465 |  |  | Y | 2017-03-31 | RDB_APP | 2017-03-31 | RDB_APP | 2017-03-31 | 2958465 | DNO - WPD South Wales | SWANSEA WEST | 33kV
SWIN1 | SWINDON 132KV |  | 2017-03-31 | 2958465 |  |  | Y | 2017-03-31 | RDB_APP | 2017-03-31 | RDB_APP | 2017-03-31 | 2958465 | PS - SSE Generation Limited | SWINDON | 132kV
SWIN3 | SWINDON 33KV |  | 2017-03-31 | 2958465 |  |  | Y | 2017-03-31 | RDB_APP | 2017-03-31 | RDB_APP | 2017-03-31 | 2958465 | PS - SSE Generation Limited | SWINDON | 33kV
SYDP1 | SYDENHAM PARK 132KV |  | 2017-03-31 | 2958465 |  |  | Y | 2017-03-31 | RDB_APP | 2017-03-31 | RDB_APP | 2017-03-31 | 2958465 | DNO - UK Power Networks Central | SYDENHAM PARK | 132kV
SYDP3 | SYDENHAM PARK 33KV |  | 2017-03-31 | 2958465 |  |  | Y | 2017-03-31 | RDB_APP | 2017-03-31 | RDB_APP | 2017-03-31 | 2958465 | DNO - UK Power Networks Central | SYDENHAM PARK | 33kV
SYDP5 | SYDENHAM PARK 11KV |  | 2017-03-31 | 2958465 |  |  | Y | 2017-03-31 | RDB_APP | 2017-03-31 | RDB_APP | 2017-03-31 | 2958465 | DNO - UK Power Networks Central | SYDENHAM PARK | 11kV
TAIM3 | TAITS MILLS 33KV |  | 2017-03-31 | 2958465 | KINT3 |  | Y | 2017-03-31 | RDB_APP | 2017-03-31 | RDB_APP | 2017-03-31 | 2958465 | DNO - Scottish & Southern Energy DNO Scotland | TAITS MILLS | 33kV
TALG1 | TALBOT GREEN 132KV |  | 2017-03-31 | 2958465 |  |  | Y | 2017-03-31 | RDB_APP | 2017-03-31 | RDB_APP | 2017-03-31 | 2958465 | DNO - WPD South Wales | TALBOT GREEN | 132kV
TALG5 | TALBOT GREEN 11KV |  | 2017-03-31 | 2958465 |  |  | Y | 2017-03-31 | RDB_APP | 2017-03-31 | RDB_APP | 2017-03-31 | 2958465 | DNO - WPD South Wales | TALBOT GREEN | 11kV
TAMT1 | TAMWORTH TOWN 132KV |  | 2017-03-31 | 2958465 |  |  | Y | 2017-03-31 | RDB_APP | 2017-03-31 | RDB_APP | 2017-03-31 | 2958465 | DNO - WPD East Midlands | TAMWORTH TOWN | 132kV
TAMT3 | TAMWORTH TOWN 33KV |  | 2017-03-31 | 2958465 |  |  | Y | 2017-03-31 | RDB_APP | 2017-03-31 | RDB_APP | 2017-03-31 | 2958465 | DNO - WPD East Midlands | TAMWORTH TOWN | 33kV
TAMT5 | TAMWORTH TOWN 11KV |  | 2017-03-31 | 2958465 |  |  | Y | 2017-03-31 | RDB_APP | 2017-03-31 | RDB_APP | 2017-03-31 | 2958465 | DNO - WPD East Midlands | TAMWORTH TOWN | 11kV
TAMW1 | TAMWORTH 132KV |  | 2017-03-31 | 2958465 |  |  | Y | 2017-03-31 | RDB_APP | 2017-03-31 | RDB_APP | 2017-03-31 | 2958465 | DNO - WPD East Midlands | TAMWORTH | 132kV
TAMW3 | TAMWORTH 33KV |  | 2017-03-31 | 2958465 |  |  | Y | 2017-03-31 | RDB_APP | 2017-03-31 | RDB_APP | 2017-03-31 | 2958465 | DNO - WPD East Midlands | TAMWORTH | 33kV
TANG3 | TANGY 33KV |  | 2017-03-31 | 2958465 | CAAD3 |  | Y | 2017-03-31 | RDB_APP | 2017-03-31 | RDB_APP | 2017-03-31 | 2958465 | DNO - Scottish & Southern Energy DNO Scotland | TANGY | 33kV
TARL1 | TARLAND 132KV |  | 2017-03-31 | 2958465 |  |  | Y | 2017-03-31 | RDB_APP | 2017-03-31 | RDB_APP | 2017-03-31 | 2958465 | TO - Scottish Hydro Electric Transmission Ltd | TARLAND | 132kV
TARL3 | TARLAND 33KV |  | 2017-03-31 | 2958465 | TARL1 |  | Y | 2017-03-31 | RDB_APP | 2017-03-31 | RDB_APP | 2017-03-31 | 2958465 | DNO - Scottish & Southern Energy DNO Scotland | TARLAND | 33kV
TARL8 | TARLAND 6.6KV |  | 2017-03-31 | 2958465 | TARL3 |  | Y | 2017-03-31 | RDB_APP | 2017-03-31 | RDB_APP | 2017-03-31 | 2958465 | DNO - Scottish & Southern Energy DNO Scotland | TARLAND | 6.6kV
TAUN1 | TAUNTON 132KV |  | 2017-03-31 | 2958465 |  |  | Y | 2017-03-31 | RDB_APP | 2017-03-31 | RDB_APP | 2017-03-31 | 2958465 | TO - National Grid Electricity Transmission | TAUNTON | 132kV
TAUN3 | TAUNTON 33KV |  | 2017-03-31 | 2958465 |  |  | Y | 2017-03-31 | RDB_APP | 2017-03-31 | RDB_APP | 2017-03-31 | 2958465 | DNO - WPD South West | TAUNTON | 33kV
TAUN4 | TAUNTON 400KV |  | 2017-03-31 | 2958465 |  |  | Y | 2017-03-31 | RDB_APP | 2017-03-31 | RDB_APP | 2017-03-31 | 2958465 | TO - National Grid Electricity Transmission | TAUNTON | 400kV
TAYL1 | TAYLORS LANE 132KV |  | 2017-03-31 | 2958465 |  |  | Y | 2017-03-31 | RDB_APP | 2017-03-31 | RDB_APP | 2017-03-31 | 2958465 | DNO - UK Power Networks Central | TAYLORS LANE | 132kV
TAYL8 | TAYLORS LANE 6.6KV |  | 2017-03-31 | 2958465 |  |  | Y | 2017-03-31 | RDB_APP | 2017-03-31 | RDB_APP | 2017-03-31 | 2958465 | DNO - UK Power Networks Central | TAYLORS LANE | 6.6kV
TAYN1 | TAYNUILT 132KV |  | 2017-03-31 | 2958465 | INVE1 |  | Y | 2017-03-31 | RDB_APP | 2017-03-31 | RDB_APP | 2017-03-31 | 2958465 | TO - Scottish Hydro Electric Transmission Ltd | TAYNUILT | 132kV
TAYN3 | TAYNUILT 33KV |  | 2017-03-31 | 2958465 | KIEL3 |  | Y | 2017-03-31 | RDB_APP | 2017-03-31 | RDB_APP | 2017-03-31 | 2958465 | DNO - Scottish & Southern Energy DNO Scotland | TAYNUILT | 33kV
TEAL1 | TEALING 132KV |  | 2017-03-31 | 2958465 | ARBR1 |  | Y | 2017-03-31 | RDB_APP | 2017-03-31 | RDB_APP | 2017-03-31 | 2958465 | TO - Scottish Hydro Electric Transmission Ltd | TEALING | 132kV
TEAL2 | TEALING 275KV |  | 2017-03-31 | 2958465 | ALYT2 |  | Y | 2017-03-31 | RDB_APP | 2017-03-31 | RDB_APP | 2017-03-31 | 2958465 | TO - Scottish Hydro Electric Transmission Ltd | TEALING | 275kV
TEAL3 | TEALING 33KV |  | 2017-03-31 | 2958465 |  |  | Y | 2017-03-31 | RDB_APP | 2017-03-31 | RDB_APP | 2017-03-31 | 2958465 | TO - Scottish Hydro Electric Transmission Ltd | TEALING | 33kV
TELR1 | TELFORD ROAD 132KV |  | 2017-03-31 | 2958465 | GORG1 |  | Y | 2017-03-31 | RDB_APP | 2017-03-31 | RDB_APP | 2017-03-31 | 2958465 | TO - Scottish Power Transmission Ltd | TELFORD ROAD | 132kV
TELR3 | TELFORD ROAD 33KV |  | 2017-03-31 | 2958465 | TELR1 |  | Y | 2017-03-31 | RDB_APP | 2017-03-31 | RDB_APP | 2017-03-31 | 2958465 | TO - Scottish Power Transmission Ltd | TELFORD ROAD | 33kV
TEMP2 | TEMPLEBOROUGH 275KV |  | 2017-03-31 | 2958465 |  |  | Y | 2017-03-31 | RDB_APP | 2017-03-31 | RDB_APP | 2017-03-31 | 2958465 | TO - National Grid Electricity Transmission | TEMPLEBOROUGH | 275kV
TEMP3 | TEMPLEBOROUGH 33KV |  | 2017-03-31 | 2958465 |  |  | Y | 2017-03-31 | RDB_APP | 2017-03-31 | RDB_APP | 2017-03-31 | 2958465 | TO - National Grid Electricity Transmission | TEMPLEBOROUGH | 33kV
TEMP5 | TEMPLEBOROUGH 11KV |  | 2017-03-31 | 2958465 |  |  | Y | 2017-03-31 | RDB_APP | 2017-03-31 | RDB_APP | 2017-03-31 | 2958465 | TO - National Grid Electricity Transmission | TEMPLEBOROUGH | 11kV
TENN1 | TENNANTS - STEELWORKS 132KV |  | 2017-03-31 | 2958465 |  |  | Y | 2017-03-31 | RDB_APP | 2017-03-31 | RDB_APP | 2017-03-31 | 2958465 | TO - Scottish Power Transmission Ltd | TENNANTS - STEELWORKS | 132kV
TENN3 | TENNANTS - STEELWORKS 33KV |  | 2017-03-31 | 2958465 | TENN1 |  | Y | 2017-03-31 | RDB_APP | 2017-03-31 | RDB_APP | 2017-03-31 | 2958465 | Unknown | TENNANTS - STEELWORKS | 33kV
TENX1 | TENAX 132KV |  | 2017-03-31 | 2958465 |  |  | Y | 2017-03-31 | RDB_APP | 2017-03-31 | RDB_APP | 2017-03-31 | 2958465 | DNO - ENW (Electric North-West) | TENAX | 132kV
TENX5 | TENAX 11KV |  | 2017-03-31 | 2958465 |  |  | Y | 2017-03-31 | RDB_APP | 2017-03-31 | RDB_APP | 2017-03-31 | 2958465 | DNO - ENW (Electric North-West) | TENAX | 11kV
TEWK1 | TEWKESBURY 132KV |  | 2017-03-31 | 2958465 |  |  | Y | 2017-03-31 | RDB_APP | 2017-03-31 | RDB_APP | 2017-03-31 | 2958465 | DNO - WPD West Midlands | TEWKESBURY | 132kV
TEWK1A | TEWKESBURY 132KV |  | 2017-03-31 | 2958465 |  |  | Y | 2017-03-31 | RDB_APP | 2017-03-31 | RDB_APP | 2017-03-31 | 2958465 | DNO - WPD East Midlands | TEWKESBURY | 132kV
TEWK1B | TEWKESBURY 132KV |  | 2017-03-31 | 2958465 |  |  | Y | 2017-03-31 | RDB_APP | 2017-03-31 | RDB_APP | 2017-03-31 | 2958465 | DNO - WPD East Midlands | TEWKESBURY | 132kV
TEWK5 | TEWKESBURY 11KV |  | 2017-03-31 | 2958465 |  |  | Y | 2017-03-31 | RDB_APP | 2017-03-31 | RDB_APP | 2017-03-31 | 2958465 | DNO - WPD West Midlands | TEWKESBURY | 11kV
TEXA1 | TEXACO 132KV |  | 2017-03-31 | 2958465 |  |  | Y | 2017-03-31 | RDB_APP | 2017-03-31 | RDB_APP | 2017-03-31 | 2958465 | DNO - WPD South Wales | TEXACO | 132kV
TEXA5 | TEXACO 11KV |  | 2017-03-31 | 2958465 |  |  | Y | 2017-03-31 | RDB_APP | 2017-03-31 | RDB_APP | 2017-03-31 | 2958465 | DNO - WPD South Wales | TEXACO | 11kV
THAN1 | THANET 132KV SUBSTATION 132KV |  | 2017-03-31 | 2958465 |  |  | Y | 2017-03-31 | RDB_APP | 2017-03-31 | RDB_APP | 2017-03-31 | 2958465 | DNO - UK Power Networks South East | THANET 132KV SUBSTATION | 132kV
THAN1A | THANET 132KV SUBSTATION 132KV |  | 2017-03-31 | 2958465 |  |  | Y | 2017-03-31 | RDB_APP | 2017-03-31 | RDB_APP | 2017-03-31 | 2958465 | DNO - UK Power Networks South East | THANET 132KV SUBSTATION | 132kV
THAN1B | THANET 132KV SUBSTATION 132KV |  | 2017-03-31 | 2958465 |  |  | Y | 2017-03-31 | RDB_APP | 2017-03-31 | RDB_APP | 2017-03-31 | 2958465 | DNO - UK Power Networks South East | THANET 132KV SUBSTATION | 132kV
THAN3 | THANET SUBSTATION 33KV |  | 2017-03-31 | 2958465 |  |  | Y | 2017-03-31 | RDB_APP | 2017-03-31 | RDB_APP | 2017-03-31 | 2958465 | DNO - UK Power Networks South East | THANET 132KV SUBSTATION | 33kV
THAT1 | THATCHAM 132KV |  | 2017-03-31 | 2958465 |  |  | Y | 2017-03-31 | RDB_APP | 2017-03-31 | RDB_APP | 2017-03-31 | 2958465 | DNO - SSE Southern | THATCHAM | 132kV
THAT3 | THATCHAM 33KV |  | 2017-03-31 | 2958465 |  |  | Y | 2017-03-31 | RDB_APP | 2017-03-31 | RDB_APP | 2017-03-31 | 2958465 | DNO - SSE Southern | THATCHAM | 33kV
THAW1 | THANET WIND ONSHORE SUBSTATION 132KV |  | 2017-03-31 | 2958465 |  |  | Y | 2017-03-31 | RDB_APP | 2017-03-31 | RDB_APP | 2017-03-31 | 2958465 | DNO - UK Power Networks South East | THANET WIND ONSHORE SUBSTATION | 132kV
THAW5 | THANET WIND ONSHORE SUBSTATION 11KV |  | 2017-03-31 | 2958465 |  |  | Y | 2017-03-31 | RDB_APP | 2017-03-31 | RDB_APP | 2017-03-31 | 2958465 | OFTO - Balfour Beatty - Now Equitix have a controlling interest | THANET WIND ONSHORE SUBSTATION | 11kV
THAX1 | THAXTED 132KV |  | 2017-03-31 | 2958465 |  |  | Y | 2017-03-31 | RDB_APP | 2017-03-31 | RDB_APP | 2017-03-31 | 2958465 | DNO - UK Power Networks Eastern | THAXTED | 132kV
THAX3 | THAXTED 33KV |  | 2017-03-31 | 2958465 |  |  | Y | 2017-03-31 | RDB_APP | 2017-03-31 | RDB_APP | 2017-03-31 | 2958465 | DNO - UK Power Networks Eastern | THAXTED | 33kV
THET1 | THETFORD 132KV |  | 2017-03-31 | 2958465 |  |  | Y | 2017-03-31 | RDB_APP | 2017-03-31 | RDB_APP | 2017-03-31 | 2958465 | DNO - UK Power Networks Eastern | THETFORD | 132kV
THET3 | THETFORD 33KV |  | 2017-03-31 | 2958465 |  |  | Y | 2017-03-31 | RDB_APP | 2017-03-31 | RDB_APP | 2017-03-31 | 2958465 | DNO - UK Power Networks Eastern | THETFORD | 33kV
THND3 | THUNDERSLEY 33KV |  | 2017-03-31 | 2958465 |  |  | Y | 2017-03-31 | RDB_APP | 2017-03-31 | RDB_APP | 2017-03-31 | 2958465 | DNO - UK Power Networks Eastern | THUNDERSLEY | 33kV
THND3A | THUNDERSLEY 33KV |  | 2017-03-31 | 2958465 |  |  | Y | 2017-03-31 | RDB_APP | 2017-03-31 | RDB_APP | 2017-03-31 | 2958465 | DNO - UK Power Networks Eastern | THUNDERSLEY | 33kV
THND3B | THUNDERSLEY 33KV |  | 2017-03-31 | 2958465 |  |  | Y | 2017-03-31 | RDB_APP | 2017-03-31 | RDB_APP | 2017-03-31 | 2958465 | DNO - UK Power Networks Eastern | THUNDERSLEY | 33kV
THND3C | THUNDERSLEY 33KV |  | 2017-03-31 | 2958465 |  |  | Y | 2017-03-31 | RDB_APP | 2017-03-31 | RDB_APP | 2017-03-31 | 2958465 | DNO - UK Power Networks Eastern | THUNDERSLEY | 33kV
THOB4 | THORNTON BRIDGE 400KV |  | 2017-03-31 | 2958465 |  |  | Y | 2017-03-31 | RDB_APP | 2017-03-31 | RDB_APP | 2017-03-31 | 2958465 | TO - National Grid Electricity Transmission | THORNTON BRIDGE | 400kV
THOM2 | THORPE MARSH 275KV |  | 2017-03-31 | 2958465 |  |  | Y | 2017-03-31 | RDB_APP | 2017-03-31 | RDB_APP | 2017-03-31 | 2958465 | TO - National Grid Electricity Transmission | THORPE MARSH | 275kV
THOM2B | THORPE MARSH 275KV |  | 2017-03-31 | 2958465 |  |  | Y | 2017-03-31 | RDB_APP | 2017-03-31 | RDB_APP | 2017-03-31 | 2958465 | TO - National Grid Electricity Transmission | THORPE MARSH | 275kV
THOM4 | THORPE MARSH 400KV |  | 2017-03-31 | 2958465 |  |  | Y | 2017-03-31 | RDB_APP | 2017-03-31 | RDB_APP | 2017-03-31 | 2958465 | TO - National Grid Electricity Transmission | THORPE MARSH | 400kV
THOM4B | THORPE MARSH 400KV |  | 2017-03-31 | 2958465 |  |  | Y | 2017-03-31 | RDB_APP | 2017-03-31 | RDB_APP | 2017-03-31 | 2958465 | TO - National Grid Electricity Transmission | THORPE MARSH | 400kV
THOM6 | THORPE MARSH 66KV |  | 2017-03-31 | 2958465 |  |  | Y | 2017-03-31 | RDB_APP | 2017-03-31 | RDB_APP | 2017-03-31 | 2958465 | TO - National Grid Electricity Transmission | THORPE MARSH | 66kV
THOR3 | THORNHILL PS 33KV |  | 2017-03-31 | 2958465 |  |  | Y | 2017-03-31 | RDB_APP | 2017-03-31 | RDB_APP | 2017-03-31 | 2958465 | PS - E.ON UK plc | THORNHILL PS | 33kV
THOW1 | THANET WIND OFFSHORE SUBSTATION 132KV |  | 2017-03-31 | 2958465 |  |  | Y | 2017-03-31 | RDB_APP | 2017-03-31 | RDB_APP | 2017-03-31 | 2958465 | DNO - UK Power Networks South East | THANET WIND OFFSHORE SUBSTATION | 132kV
THOW3 | THANET WIND OFFSHORE SUBSTATION 33KV |  | 2017-03-31 | 2958465 |  |  | Y | 2017-03-31 | RDB_APP | 2017-03-31 | RDB_APP | 2017-03-31 | 2958465 | OFTO - Balfour Beatty - Now Equitix have a controlling interest | THANET WIND OFFSHORE SUBSTATION | 33kV
THRB1 | THREE BRIDGES MAIN 132KV |  | 2017-03-31 | 2958465 |  |  | Y | 2017-03-31 | RDB_APP | 2017-03-31 | RDB_APP | 2017-03-31 | 2958465 | DNO - UK Power Networks South East | THREE BRIDGES MAIN | 132kV
THRB3 | THREE BRIDGES MAIN 33KV |  | 2017-03-31 | 2958465 |  |  | Y | 2017-03-31 | RDB_APP | 2017-03-31 | RDB_APP | 2017-03-31 | 2958465 | DNO - UK Power Networks South East | THREE BRIDGES MAIN | 33kV
THRO1 | THROCKINGTON TEE 132KV |  | 2017-03-31 | 2958465 |  |  | Y | 2017-03-31 | RDB_APP | 2017-03-31 | RDB_APP | 2017-03-31 | 2958465 | DNO - UK Power Networks Eastern | THROCKINGTON TEE | 132kV
THSO1 | THURSO 132KV |  | 2017-03-31 | 2958465 | BABW1 |  | Y | 2017-03-31 | RDB_APP | 2017-03-31 | RDB_APP | 2017-03-31 | 2958465 | TO - Scottish Hydro Electric Transmission Ltd | THURSO | 132kV
THSO3 | THURSO 33KV |  | 2017-03-31 | 2958465 | THSO- |  | Y | 2017-03-31 | RDB_APP | 2017-03-31 | RDB_APP | 2017-03-31 | 2958465 | DNO - Scottish & Southern Energy DNO Scotland | THURSO | 33kV
THTO4 | THORNTON 400KV |  | 2017-03-31 | 2958465 |  |  | Y | 2017-03-31 | RDB_APP | 2017-03-31 | RDB_APP | 2017-03-31 | 2958465 | TO - National Grid Electricity Transmission | THORNTON | 400kV
THUR2 | THURCROFT 275KV |  | 2017-03-31 | 2958465 |  |  | Y | 2017-03-31 | RDB_APP | 2017-03-31 | RDB_APP | 2017-03-31 | 2958465 | TO - National Grid Electricity Transmission | THURCROFT | 275kV
THUR6 | THURCROFT 66KV |  | 2017-03-31 | 2958465 |  |  | Y | 2017-03-31 | RDB_APP | 2017-03-31 | RDB_APP | 2017-03-31 | 2958465 | TO - National Grid Electricity Transmission | THURCROFT | 66kV
THUS1 | THURSO SOUTH 132KV |  | 2017-03-31 | 2958465 |  |  | Y | 2017-03-31 | RDB_APP | 2017-03-31 | RDB_APP | 2017-03-31 | 2958465 | TO - Scottish Hydro Electric Transmission Ltd | THURSO SOUTH | 132kV
THUS2 | THURSO SOUTH 275KV |  | 2017-03-31 | 2958465 |  |  | Y | 2017-03-31 | RDB_APP | 2017-03-31 | RDB_APP | 2017-03-31 | 2958465 | TO - Scottish Hydro Electric Transmission Ltd | THURSO SOUTH | 275kV
THUS3 | THURSO SOUTH 33kV |  | 2017-09-06 |  |  |  | Y | 2017-09-06 | feng.ding | 2017-09-06 | Brian.katerere | 2017-09-06 |  | TO - Scottish Hydro Electric Transmission Ltd | THURSO SOUTH | 33kV
TILB1 | TILBURY 132KV |  | 2017-03-31 | 2958465 |  |  | Y | 2017-03-31 | RDB_APP | 2017-03-31 | RDB_APP | 2017-03-31 | 2958465 | TO - National Grid Electricity Transmission | TILBURY | 132kV
TILB2 | TILBURY 275KV |  | 2017-03-31 | 2958465 |  |  | Y | 2017-03-31 | RDB_APP | 2017-03-31 | RDB_APP | 2017-03-31 | 2958465 | TO - National Grid Electricity Transmission | TILBURY | 275kV
TILB3 | TILBURY 33KV |  | 2017-03-31 | 2958465 |  |  | Y | 2017-03-31 | RDB_APP | 2017-03-31 | RDB_APP | 2017-03-31 | 2958465 | DNO - UK Power Networks Eastern | TILBURY | 33kV
TILB4 | TILBURY 400KV |  | 2017-03-31 | 2958465 |  |  | Y | 2017-03-31 | RDB_APP | 2017-03-31 | RDB_APP | 2017-03-31 | 2958465 | TO - National Grid Electricity Transmission | TILBURY | 400kV
TILB5 | TILBURY 11KV |  | 2017-03-31 | 2958465 |  |  | Y | 2017-03-31 | RDB_APP | 2017-03-31 | RDB_APP | 2017-03-31 | 2958465 | DNO - UK Power Networks Eastern | TILBURY | 11kV
TILB8 | TILBURY 6.6KV |  | 2017-03-31 | 2958465 |  |  | Y | 2017-03-31 | RDB_APP | 2017-03-31 | RDB_APP | 2017-03-31 | 2958465 | TO - National Grid Electricity Transmission | TILBURY | 6.6kV
TIMB1 | TIMBERDINE 132KV |  | 2017-03-31 | 2958465 |  |  | Y | 2017-03-31 | RDB_APP | 2017-03-31 | RDB_APP | 2017-03-31 | 2958465 | DNO - WPD West Midlands | TIMBERDINE | 132kV
TIMB5 | TIMBERDINE 11KV |  | 2017-03-31 | 2958465 |  |  | Y | 2017-03-31 | RDB_APP | 2017-03-31 | RDB_APP | 2017-03-31 | 2958465 | DNO - WPD West Midlands | TIMBERDINE | 11kV
TINP2 | TINSLEY PARK 275KV |  | 2017-03-31 | 2958465 |  |  | Y | 2017-03-31 | RDB_APP | 2017-03-31 | RDB_APP | 2017-03-31 | 2958465 | TO - National Grid Electricity Transmission | TINSLEY PARK | 275kV
TINP3 | TINSLEY PARK 33KV |  | 2017-03-31 | 2958465 |  |  | Y | 2017-03-31 | RDB_APP | 2017-03-31 | RDB_APP | 2017-03-31 | 2958465 | TO - National Grid Electricity Transmission | TINSLEY PARK | 33kV
TIRG1 | TIR GWYNT 132kV |  | 2017-09-25 |  |  | 2017 SP-Manweb node | Y | 2017-09-25 | Joaquin.Jimenez | 2017-09-25 | Geoff.Ray | 2017-09-25 |  | DNO - SP MANWEB(Scottish Power) | TIR GWYNT | 132kV
TIRJ1 | TIR JOHN 132KV |  | 2017-03-31 | 2958465 |  |  | Y | 2017-03-31 | RDB_APP | 2017-03-31 | RDB_APP | 2017-03-31 | 2958465 | DNO - WPD South Wales | TIR JOHN | 132kV
TIRJ3 | TIR JOHN 33KV |  | 2017-03-31 | 2958465 |  |  | Y | 2017-03-31 | RDB_APP | 2017-03-31 | RDB_APP | 2017-03-31 | 2958465 | DNO - WPD South Wales | TIR JOHN | 33kV
TIVE1 | TIVERTON 132KV |  | 2017-03-31 | 2958465 |  |  | Y | 2017-03-31 | RDB_APP | 2017-03-31 | RDB_APP | 2017-03-31 | 2958465 | DNO - WPD South West | TIVERTON | 132kV
TIVE3 | TIVERTON 33KV |  | 2017-03-31 | 2958465 |  |  | Y | 2017-03-31 | RDB_APP | 2017-03-31 | RDB_APP | 2017-03-31 | 2958465 | DNO - WPD South West | TIVERTON | 33kV
TIVI1 | TIVIDALE 132KV |  | 2017-03-31 | 2958465 |  |  | Y | 2017-03-31 | RDB_APP | 2017-03-31 | RDB_APP | 2017-03-31 | 2958465 | DNO - WPD West Midlands | TIVIDALE | 132kV
TIVI5 | TIVIDALE 11KV |  | 2017-03-31 | 2958465 |  |  | Y | 2017-03-31 | RDB_APP | 2017-03-31 | RDB_APP | 2017-03-31 | 2958465 | DNO - WPD West Midlands | TIVIDALE | 11kV
TODD1 | TODDLEBURN WIND FARM 132KV |  | 2017-03-31 | 2958465 | DUNE3 |  | Y | 2017-03-31 | RDB_APP | 2017-03-31 | RDB_APP | 2017-03-31 | 2958465 | PS - SCOTTISH POWER RENWABLES | TODDLEBURN WIND FARM | 132kV
TODD3 | TODDLEBURN WIND FARM 33KV |  | 2017-03-31 | 2958465 | DUNE3 |  | Y | 2017-03-31 | RDB_APP | 2017-03-31 | RDB_APP | 2017-03-31 | 2958465 | PS - SCOTTISH POWER RENWABLES | TODDLEBURN WIND FARM | 33kV
TODP2 | TOD POINT 275KV |  | 2017-03-31 | 2958465 |  |  | Y | 2017-03-31 | RDB_APP | 2017-03-31 | RDB_APP | 2017-03-31 | 2958465 | TO - National Grid Electricity Transmission | TOD POINT | 275kV
TODP4 | TOD POINT 400KV |  | 2017-03-31 | 2958465 |  |  | Y | 2017-03-31 | RDB_APP | 2017-03-31 | RDB_APP | 2017-03-31 | 2958465 | TO - National Grid Electricity Transmission | TOD POINT | 400kV
TODP6 | TOD POINT 66KV |  | 2017-03-31 | 2958465 |  |  | Y | 2017-03-31 | RDB_APP | 2017-03-31 | RDB_APP | 2017-03-31 | 2958465 | TO - National Grid Electricity Transmission | TOD POINT | 66kV
TOMW3 | TOMATIN WIND 33KV |  | 2017-03-31 | 2958465 | BOAG3 |  | Y | 2017-03-31 | RDB_APP | 2017-03-31 | RDB_APP | 2017-03-31 | 2958465 | PS - SSE Generation Limited | TOMATIN WIND | 33kV
TONG1 | TONGLAND 132KV |  | 2017-03-31 | 2958465 | DUMF1 |  | Y | 2017-03-31 | RDB_APP | 2017-03-31 | RDB_APP | 2017-03-31 | 2958465 | TO - Scottish Power Transmission Ltd | TONGLAND | 132kV
TONG3 | TONGLAND 33KV |  | 2017-03-31 | 2958465 | TONG1 |  | Y | 2017-03-31 | RDB_APP | 2017-03-31 | RDB_APP | 2017-03-31 | 2958465 | TO - Scottish Power Transmission Ltd | TONGLAND | 33kV
TONG5 | TONGLAND 11KV |  | 2017-03-31 | 2958465 | TONG1 |  | Y | 2017-03-31 | RDB_APP | 2017-03-31 | RDB_APP | 2017-03-31 | 2958465 | TO - Scottish Power Transmission Ltd | TONGLAND | 11kV
TOOT1 | TOOTHILL 132KV |  | 2017-03-31 | 2958465 |  |  | Y | 2017-03-31 | RDB_APP | 2017-03-31 | RDB_APP | 2017-03-31 | 2958465 | DNO - SSE Southern | TOOTHILL | 132kV
TOOT3 | TOOTHILL 33KV |  | 2017-03-31 | 2958465 |  |  | Y | 2017-03-31 | RDB_APP | 2017-03-31 | RDB_APP | 2017-03-31 | 2958465 | DNO - SSE Southern | TOOTHILL | 33kV
TORA3 | TORR ACHILTY 33KV |  | 2017-03-31 | 2958465 | BEAU3 |  | Y | 2017-03-31 | RDB_APP | 2017-03-31 | RDB_APP | 2017-03-31 | 2958465 | DNO - Scottish & Southern Energy DNO Scotland | TORR ACHILTY | 33kV
TORA5 | TORR ACHILTY 11KV |  | 2017-03-31 | 2958465 |  |  | Y | 2017-03-31 | RDB_APP | 2017-03-31 | RDB_APP | 2017-03-31 | 2958465 | DNO - Scottish & Southern Energy DNO Scotland | TORR ACHILTY | 11kV
TORN1 | TORNESS 132KV |  | 2017-03-31 | 2958465 | INWI1 |  | Y | 2017-03-31 | RDB_APP | 2017-03-31 | RDB_APP | 2017-03-31 | 2958465 | TO - Scottish Power Transmission Ltd | TORNESS | 132kV
TORN4 | TORNESS 400KV |  | 2017-03-31 | 2958465 | ECCL4 |  | Y | 2017-03-31 | RDB_APP | 2017-03-31 | RDB_APP | 2017-03-31 | 2958465 | TO - Scottish Power Transmission Ltd | TORNESS | 400kV
TORN8 | TORNESS 6.6KV |  | 2017-03-31 | 2958465 | TORN0 |  | Y | 2017-03-31 | RDB_APP | 2017-03-31 | RDB_APP | 2017-03-31 | 2958465 | TO - Scottish Power Transmission Ltd | TORNESS | 6.6kV
TORQ1 | TORQUAY 132KV |  | 2017-03-31 | 2958465 |  |  | Y | 2017-03-31 | RDB_APP | 2017-03-31 | RDB_APP | 2017-03-31 | 2958465 | DNO - WPD South West | TORQUAY | 132kV
TORQ3 | TORQUAY 33KV |  | 2017-03-31 | 2958465 |  |  | Y | 2017-03-31 | RDB_APP | 2017-03-31 | RDB_APP | 2017-03-31 | 2958465 | DNO - WPD South West | TORQUAY | 33kV
TOTE2 | TOTTENHAM EAST 275KV |  | 2017-03-31 | 2958465 |  |  | Y | 2017-03-31 | RDB_APP | 2017-03-31 | RDB_APP | 2017-03-31 | 2958465 | TO - National Grid Electricity Transmission | TOTTENHAM EAST | 275kV
TOTN1 | TOTNES 132KV |  | 2017-03-31 | 2958465 |  |  | Y | 2017-03-31 | RDB_APP | 2017-03-31 | RDB_APP | 2017-03-31 | 2958465 | DNO - WPD South West | TOTNES | 132kV
TOTN3 | TOTNES 33KV |  | 2017-03-31 | 2958465 |  |  | Y | 2017-03-31 | RDB_APP | 2017-03-31 | RDB_APP | 2017-03-31 | 2958465 | DNO - WPD South West | TOTNES | 33kV
TOTO1 | TOTON 132KV |  | 2017-03-31 | 2958465 |  |  | Y | 2017-03-31 | RDB_APP | 2017-03-31 | RDB_APP | 2017-03-31 | 2958465 | DNO - WPD East Midlands | TOTON | 132kV
TOTO3 | TOTON 33KV |  | 2017-03-31 | 2958465 |  |  | Y | 2017-03-31 | RDB_APP | 2017-03-31 | RDB_APP | 2017-03-31 | 2958465 | DNO - WPD East Midlands | TOTON | 33kV
TOTT1 | TOTTENHAM 132KV |  | 2017-03-31 | 2958465 |  |  | Y | 2017-03-31 | RDB_APP | 2017-03-31 | RDB_APP | 2017-03-31 | 2958465 | TO - National Grid Electricity Transmission | TOTTENHAM | 132kV
TOTT2 | TOTTENHAM 275KV |  | 2017-03-31 | 2958465 |  |  | Y | 2017-03-31 | RDB_APP | 2017-03-31 | RDB_APP | 2017-03-31 | 2958465 | TO - National Grid Electricity Transmission | TOTTENHAM | 275kV
TOTT3 | TOTTENHAM 33KV |  | 2017-03-31 | 2958465 |  |  | Y | 2017-03-31 | RDB_APP | 2017-03-31 | RDB_APP | 2017-03-31 | 2958465 | DNO - UK Power Networks Eastern | TOTTENHAM | 33kV
TOTT5 | TOTTENHAM 11KV |  | 2017-03-31 | 2958465 |  |  | Y | 2017-03-31 | RDB_APP | 2017-03-31 | RDB_APP | 2017-03-31 | 2958465 | DNO - UK Power Networks Eastern | TOTTENHAM | 11kV
TOTW2 | TOTTENHAM WEST 275KV |  | 2017-03-31 | 2958465 |  |  | Y | 2017-03-31 | RDB_APP | 2017-03-31 | RDB_APP | 2017-03-31 | 2958465 | TO - National Grid Electricity Transmission | TOTTENHAM WEST | 275kV
TOWH2 | TOWNHILL 275KV |  | 2017-03-31 | 2958465 |  |  | Y | 2017-03-31 | RDB_APP | 2017-03-31 | RDB_APP | 2017-03-31 | 2958465 | TO - Scottish Power Transmission Ltd | TOWNHILL | 275kV
TOWH3 | TOWNHILL 33KV |  | 2017-03-31 | 2958465 | DUNF3 |  | Y | 2017-03-31 | RDB_APP | 2017-03-31 | RDB_APP | 2017-03-31 | 2958465 | TO - Scottish Power Transmission Ltd | TOWNHILL | 33kV
TOWM5 | TOWNMEAD ROAD 11KV |  | 2017-03-31 | 2958465 |  |  | Y | 2017-03-31 | RDB_APP | 2017-03-31 | RDB_APP | 2017-03-31 | 2958465 | DNO - UK Power Networks Central | TOWNMEAD ROAD | 11kV
TOWM6 | TOWNMEAD ROAD 66KV |  | 2017-03-31 | 2958465 |  |  | Y | 2017-03-31 | RDB_APP | 2017-03-31 | RDB_APP | 2017-03-31 | 2958465 | DNO - UK Power Networks Central | TOWNMEAD ROAD | 66kV
TOYO1 | TOYOTA 132KV |  | 2017-03-31 | 2958465 |  |  | Y | 2017-03-31 | RDB_APP | 2017-03-31 | RDB_APP | 2017-03-31 | 2958465 | DNO - WPD East Midlands | TOYOTA | 132kV
TOYO5 | TOYOTA 11KV |  | 2017-03-31 | 2958465 |  |  | Y | 2017-03-31 | RDB_APP | 2017-03-31 | RDB_APP | 2017-03-31 | 2958465 | DNO - WPD East Midlands | TOYOTA | 11kV
TRAW1 | TRAWSFYNYDD 132KV |  | 2017-03-31 | 2958465 |  |  | Y | 2017-03-31 | RDB_APP | 2017-03-31 | RDB_APP | 2017-03-31 | 2958465 | TO - National Grid Electricity Transmission | TRAWSFYNYDD | 132kV
TRAW2 | TRAWSFYNYDD 275KV |  | 2017-03-31 | 2958465 |  |  | Y | 2017-03-31 | RDB_APP | 2017-03-31 | RDB_APP | 2017-03-31 | 2958465 | TO - National Grid Electricity Transmission | TRAWSFYNYDD | 275kV
TRAW4 | TRAWSFYNYDD 400KV |  | 2017-03-31 | 2958465 |  |  | Y | 2017-03-31 | RDB_APP | 2017-03-31 | RDB_APP | 2017-03-31 | 2958465 | TO - National Grid Electricity Transmission | TRAWSFYNYDD | 400kV
TREM2 | TREMORFA 275KV |  | 2017-03-31 | 2958465 |  |  | Y | 2017-03-31 | RDB_APP | 2017-03-31 | RDB_APP | 2017-03-31 | 2958465 | TO - National Grid Electricity Transmission | TREMORFA | 275kV
TREM3 | TREMORFA 33KV |  | 2017-03-31 | 2958465 |  |  | Y | 2017-03-31 | RDB_APP | 2017-03-31 | RDB_APP | 2017-03-31 | 2958465 | TO - National Grid Electricity Transmission | TREMORFA | 33kV
TREP2 | Tees Renewable Energy Plant 275kV |  | 2017-07-19 |  |  |  | Y | 2017-07-19 | derek.young | 2017-07-19 | feng.ding | 2017-07-19 |  | MGT Teesside Ltd. | Tees Renewable Energy Plant | 275kV
TREU4 | TREUDDYN (PRON. TRITHIN) 400KV |  | 2017-03-31 | 2958465 |  |  | Y | 2017-03-31 | RDB_APP | 2017-03-31 | RDB_APP | 2017-03-31 | 2958465 | TO - National Grid Electricity Transmission | TREUDDYN (PRON. TRITHIN) | 400kV
TREU4T | TREUDDYN (PRON. TRITHIN) 400KV |  | 2017-03-31 | 2958465 |  |  | Y | 2017-03-31 | RDB_APP | 2017-03-31 | RDB_APP | 2017-03-31 | 2958465 | TO - National Grid Electricity Transmission | TREUDDYN (PRON. TRITHIN) | 400kV
TRIM1 | TRIMPELL 132KV |  | 2017-03-31 | 2958465 |  |  | Y | 2017-03-31 | RDB_APP | 2017-03-31 | RDB_APP | 2017-03-31 | 2958465 | DNO - ENW (Electric North-West) | TRIMPELL | 132kV
TRIM5 | TRIMPELL 11KV |  | 2017-03-31 | 2958465 |  |  | Y | 2017-03-31 | RDB_APP | 2017-03-31 | RDB_APP | 2017-03-31 | 2958465 | DNO - ENW (Electric North-West) | TRIMPELL | 11kV
TROS1 | TROSTRE 132KV |  | 2017-03-31 | 2958465 |  |  | Y | 2017-03-31 | RDB_APP | 2017-03-31 | RDB_APP | 2017-03-31 | 2958465 | DNO - WPD South Wales | TROSTRE | 132kV
TROS3 | TROSTRE 33KV |  | 2017-03-31 | 2958465 |  |  | Y | 2017-03-31 | RDB_APP | 2017-03-31 | RDB_APP | 2017-03-31 | 2958465 | DNO - WPD South Wales | TROSTRE | 33kV
TROW1 | TROWBRIDGE 132KV |  | 2017-03-31 | 2958465 |  |  | Y | 2017-03-31 | RDB_APP | 2017-03-31 | RDB_APP | 2017-03-31 | 2958465 | DNO - WPD South Wales | TROWBRIDGE | 132kV
TROW5 | TROWBRIDGE 11KV |  | 2017-03-31 | 2958465 |  |  | Y | 2017-03-31 | RDB_APP | 2017-03-31 | RDB_APP | 2017-03-31 | 2958465 | DNO - WPD South Wales | TROWBRIDGE | 11kV
TRUR1 | TRURO 132KV |  | 2017-03-31 | 2958465 |  |  | Y | 2017-03-31 | RDB_APP | 2017-03-31 | RDB_APP | 2017-03-31 | 2958465 | DNO - WPD South West | TRURO | 132kV
TRUR3 | TRURO 33KV |  | 2017-03-31 | 2958465 |  |  | Y | 2017-03-31 | RDB_APP | 2017-03-31 | RDB_APP | 2017-03-31 | 2958465 | DNO - WPD South West | TRURO | 33kV
TRYS3 | TRYSGLWYN WINDFARM 33KV |  | 2017-03-31 | 2958465 |  |  | Y | 2017-03-31 | RDB_APP | 2017-03-31 | RDB_APP | 2017-03-31 | 2958465 | PS - SCOTTISH POWER RENWABLES | TRYSGLWYN WINDFARM | 33kV
TULW3 | TULLO WIND 33KV |  | 2017-03-31 | 2958465 | FIDD3 |  | Y | 2017-03-31 | RDB_APP | 2017-03-31 | RDB_APP | 2017-03-31 | 2958465 | PS - SSE Generation Limited | TULLO WIND | 33kV
TULW8 | TULLO WIND 6.6KV |  | 2017-03-31 | 2958465 | TULW2 |  | Y | 2017-03-31 | RDB_APP | 2017-03-31 | RDB_APP | 2017-03-31 | 2958465 | PS - SSE Generation Limited | TULLO WIND | 6.6kV
TUMB1 | TUMMEL BRIDGE 132KV |  | 2017-03-31 | 2958465 | ERRO1 |  | Y | 2017-03-31 | RDB_APP | 2017-03-31 | RDB_APP | 2017-03-31 | 2958465 | TO - Scottish Hydro Electric Transmission Ltd | TUMMEL BRIDGE | 132kV
TUMB1A | TUMMEL BRIDGE 132KV |  | 2017-03-31 | 2958465 | ERRO1 |  | Y | 2017-03-31 | RDB_APP | 2017-03-31 | RDB_APP | 2017-03-31 | 2958465 | TO - Scottish Hydro Electric Transmission Ltd | TUMMEL BRIDGE | 132kV
TUMB1B | TUMMEL BRIDGE 132KV |  | 2017-03-31 | 2958465 | ERRO1 |  | Y | 2017-03-31 | RDB_APP | 2017-03-31 | RDB_APP | 2017-03-31 | 2958465 | TO - Scottish Hydro Electric Transmission Ltd | TUMMEL BRIDGE | 132kV
TUMB2 | TUMMEL BRIDGE 275KV |  | 2017-03-31 | 2958465 | BRAC2 |  | Y | 2017-03-31 | RDB_APP | 2017-03-31 | RDB_APP | 2017-03-31 | 2958465 | TO - Scottish Hydro Electric Transmission Ltd | TUMMEL BRIDGE | 275kV
TUMB3 | TUMMEL BRIDGE 33KV |  | 2017-03-31 | 2958465 |  |  | Y | 2017-03-31 | RDB_APP | 2017-03-31 | RDB_APP | 2017-03-31 | 2958465 | DNO - Scottish & Southern Energy DNO Scotland | TUMMEL BRIDGE | 33kV
TUMB5 | TUMMEL BRIDGE 11KV |  | 2017-03-31 | 2958465 | TUMB1 |  | Y | 2017-03-31 | RDB_APP | 2017-03-31 | RDB_APP | 2017-03-31 | 2958465 | DNO - Scottish & Southern Energy DNO Scotland | TUMMEL BRIDGE | 11kV
TUMM1 | TUMMEL 132KV |  | 2017-03-31 | 2958465 |  |  | Y | 2017-03-31 | RDB_APP | 2017-03-31 | RDB_APP | 2017-03-31 | 2958465 | TO - Scottish Hydro Electric Transmission Ltd | TUMMEL | 132kV
TUMM2 | TUMMEL 275KV |  | 2017-03-31 | 2958465 |  |  | Y | 2017-03-31 | RDB_APP | 2017-03-31 | RDB_APP | 2017-03-31 | 2958465 | TO - Scottish Hydro Electric Transmission Ltd | TUMMEL | 275kV
TUNW1 | TUNBRIDGE WELLS 132KV |  | 2017-03-31 | 2958465 |  |  | Y | 2017-03-31 | RDB_APP | 2017-03-31 | RDB_APP | 2017-03-31 | 2958465 | DNO - UK Power Networks South East | TUNBRIDGE WELLS | 132kV
TUNW3 | TUNBRIDGE WELLS 33KV |  | 2017-03-31 | 2958465 |  |  | Y | 2017-03-31 | RDB_APP | 2017-03-31 | RDB_APP | 2017-03-31 | 2958465 | DNO - UK Power Networks South East | TUNBRIDGE WELLS | 33kV
TUNW5 | TUNBRIDGE WELLS 11KV |  | 2017-03-31 | 2958465 |  |  | Y | 2017-03-31 | RDB_APP | 2017-03-31 | RDB_APP | 2017-03-31 | 2958465 | DNO - UK Power Networks South East | TUNBRIDGE WELLS | 11kV
TUNW7 | TUNBRIDGE WELLS 22KV |  | 2017-03-31 | 2958465 |  |  | Y | 2017-03-31 | RDB_APP | 2017-03-31 | RDB_APP | 2017-03-31 | 2958465 | DNO - UK Power Networks South East | TUNBRIDGE WELLS | 22kV
TWIC1 | TWICKENHAM 132KV |  | 2017-03-31 | 2958465 |  |  | Y | 2017-03-31 | RDB_APP | 2017-03-31 | RDB_APP | 2017-03-31 | 2958465 | DNO - UK Power Networks South East | TWICKENHAM | 132kV
TWIC3 | TWICKENHAM 33KV |  | 2017-03-31 | 2958465 |  |  | Y | 2017-03-31 | RDB_APP | 2017-03-31 | RDB_APP | 2017-03-31 | 2958465 | DNO - UK Power Networks South East | TWICKENHAM | 33kV
TYNE1 | TYNEMOUTH 132KV |  | 2017-03-31 | 2958465 |  |  | Y | 2017-03-31 | RDB_APP | 2017-03-31 | RDB_APP | 2017-03-31 | 2958465 | TO - National Grid Electricity Transmission | TYNEMOUTH | 132kV
TYNE2 | TYNEMOUTH 275KV |  | 2017-03-31 | 2958465 |  |  | Y | 2017-03-31 | RDB_APP | 2017-03-31 | RDB_APP | 2017-03-31 | 2958465 | TO - National Grid Electricity Transmission | TYNEMOUTH | 275kV
TYNE2T | TYNEMOUTH 275KV |  | 2017-03-31 | 2958465 |  |  | Y | 2017-03-31 | RDB_APP | 2017-03-31 | RDB_APP | 2017-03-31 | 2958465 | TO - National Grid Electricity Transmission | TYNEMOUTH | 275kV
TYNE5 | TYNEMOUTH 11KV |  | 2017-03-31 | 2958465 |  |  | Y | 2017-03-31 | RDB_APP | 2017-03-31 | RDB_APP | 2017-03-31 | 2958465 | TO - National Grid Electricity Transmission | TYNEMOUTH | 11kV
TYSE1 | TYSELEY WASTE DISPOS 132KV |  | 2017-03-31 | 2958465 |  |  | Y | 2017-03-31 | RDB_APP | 2017-03-31 | RDB_APP | 2017-03-31 | 2958465 | DNO - WPD West Midlands | TYSELEY WASTE DISPOS | 132kV
TYSE5 | TYSELEY WASTE DISPOS 11KV |  | 2017-03-31 | 2958465 |  |  | Y | 2017-03-31 | RDB_APP | 2017-03-31 | RDB_APP | 2017-03-31 | 2958465 | DNO - WPD West Midlands | TYSELEY WASTE DISPOS | 11kV
UGLE1 | UGLEY 132KV |  | 2017-03-31 | 2958465 |  |  | Y | 2017-03-31 | RDB_APP | 2017-03-31 | RDB_APP | 2017-03-31 | 2958465 | DNO - UK Power Networks Eastern | UGLEY | 132kV
UGLE7 | UGLEY 25KV |  | 2017-03-31 | 2958465 |  |  | Y | 2017-03-31 | RDB_APP | 2017-03-31 | RDB_APP | 2017-03-31 | 2958465 | DNO - UK Power Networks Eastern | UGLEY | 22kV
UGRA3 | UGRAVE 33KV |  | 2017-03-31 | 2958465 |  |  | Y | 2017-03-31 | RDB_APP | 2017-03-31 | RDB_APP | 2017-03-31 | 2958465 | DNO - SP MANWEB(Scottish Power) | UGRAVE | 33kV
ULVE1 | ULVERSTON 132KV |  | 2017-03-31 | 2958465 |  |  | Y | 2017-03-31 | RDB_APP | 2017-03-31 | RDB_APP | 2017-03-31 | 2958465 | DNO - ENW (Electric North-West) | ULVERSTON | 132kV
ULVE3 | ULVERSTON 33KV |  | 2017-03-31 | 2958465 |  |  | Y | 2017-03-31 | RDB_APP | 2017-03-31 | RDB_APP | 2017-03-31 | 2958465 | DNO - ENW (Electric North-West) | ULVERSTON | 33kV
UPPB1 | UPPER BOAT 132KV |  | 2017-03-31 | 2958465 |  |  | Y | 2017-03-31 | RDB_APP | 2017-03-31 | RDB_APP | 2017-03-31 | 2958465 | TO - National Grid Electricity Transmission | UPPER BOAT | 132kV
UPPB2 | UPPER BOAT 275KV |  | 2017-03-31 | 2958465 |  |  | Y | 2017-03-31 | RDB_APP | 2017-03-31 | RDB_APP | 2017-03-31 | 2958465 | TO - National Grid Electricity Transmission | UPPER BOAT | 275kV
UPPB3 | UPPER BOAT 33KV |  | 2017-03-31 | 2958465 |  |  | Y | 2017-03-31 | RDB_APP | 2017-03-31 | RDB_APP | 2017-03-31 | 2958465 | TO - National Grid Electricity Transmission | UPPER BOAT | 33kV
UPPB5 | UPPER BOAT 11KV |  | 2017-03-31 | 2958465 |  |  | Y | 2017-03-31 | RDB_APP | 2017-03-31 | RDB_APP | 2017-03-31 | 2958465 | TO - National Grid Electricity Transmission | UPPER BOAT | 11kV
UPTN1 | UPTN 132KV |  | 2017-03-31 | 2958465 |  |  | Y | 2017-03-31 | RDB_APP | 2017-03-31 | RDB_APP | 2017-03-31 | 2958465 | DNO - SP MANWEB(Scottish Power) | UPTN | 132kV
UPTO1 | UPTON 132KV |  | 2017-03-31 | 2958465 |  |  | Y | 2017-03-31 | RDB_APP | 2017-03-31 | RDB_APP | 2017-03-31 | 2958465 | DNO - SSE Southern | UPTON | 132kV
UPTO7 | UPTON 22KV |  | 2017-03-31 | 2958465 |  |  | Y | 2017-03-31 | RDB_APP | 2017-03-31 | RDB_APP | 2017-03-31 | 2958465 | DNO - SSE Southern | UPTON | 22kV
UPTW1 | UPTON WARREN 132KV |  | 2017-03-31 | 2958465 |  |  | Y | 2017-03-31 | RDB_APP | 2017-03-31 | RDB_APP | 2017-03-31 | 2958465 | DNO - WPD West Midlands | UPTON WARREN | 132kV
UPTW5 | UPTON WARREN 11KV |  | 2017-03-31 | 2958465 |  |  | Y | 2017-03-31 | RDB_APP | 2017-03-31 | RDB_APP | 2017-03-31 | 2958465 | DNO - WPD West Midlands | UPTON WARREN | 11kV
UPTW6 | UPTON WARREN 66KV |  | 2017-03-31 | 2958465 |  |  | Y | 2017-03-31 | RDB_APP | 2017-03-31 | RDB_APP | 2017-03-31 | 2958465 | DNO - WPD West Midlands | UPTON WARREN | 66kV
USKM1 | USKMOUTH 132KV |  | 2017-03-31 | 2958465 |  |  | Y | 2017-03-31 | RDB_APP | 2017-03-31 | RDB_APP | 2017-03-31 | 2958465 | TO - National Grid Electricity Transmission | USKMOUTH | 132kV
USKM2 | USKMOUTH 275KV |  | 2017-03-31 | 2958465 |  |  | Y | 2017-03-31 | RDB_APP | 2017-03-31 | RDB_APP | 2017-03-31 | 2958465 | TO - National Grid Electricity Transmission | USKMOUTH | 33kV
USKM2T | USKMOUTH 275KV |  | 2017-03-31 | 2958465 |  |  | Y | 2017-03-31 | RDB_APP | 2017-03-31 | RDB_APP | 2017-03-31 | 2958465 | TO - National Grid Electricity Transmission | USKMOUTH | 275kV
USKM3 | USKMOUTH 33KV |  | 2017-03-31 | 2958465 |  |  | Y | 2017-03-31 | RDB_APP | 2017-03-31 | RDB_APP | 2017-03-31 | 2958465 | DNO - WPD South Wales | USKMOUTH | 33kV
USKM5 | USKMOUTH 11KV |  | 2017-03-31 | 2958465 |  |  | Y | 2017-03-31 | RDB_APP | 2017-03-31 | RDB_APP | 2017-03-31 | 2958465 | TO - National Grid Electricity Transmission | USKMOUTH | 11kV
UTTO1 | UTTOXETER 132KV |  | 2017-03-31 | 2958465 |  |  | Y | 2017-03-31 | RDB_APP | 2017-03-31 | RDB_APP | 2017-03-31 | 2958465 | DNO - WPD East Midlands | UTTOXETER | 132kV
UTTO3 | UTTOXETER 33KV |  | 2017-03-31 | 2958465 |  |  | Y | 2017-03-31 | RDB_APP | 2017-03-31 | RDB_APP | 2017-03-31 | 2958465 | DNO - WPD East Midlands | UTTOXETER | 33kV
UXBR5 | UXBRIDGE 11KV |  | 2017-03-31 | 2958465 |  |  | Y | 2017-03-31 | RDB_APP | 2017-03-31 | RDB_APP | 2017-03-31 | 2958465 | DNO - SSE Southern | UXBRIDGE | 11kV
UXBR6 | UXBRIDGE 66KV |  | 2017-03-31 | 2958465 |  |  | Y | 2017-03-31 | RDB_APP | 2017-03-31 | RDB_APP | 2017-03-31 | 2958465 | DNO - SSE Southern | UXBRIDGE | 66kV
VELM1 | VELMORE 132KV |  | 2017-03-31 | 2958465 |  |  | Y | 2017-03-31 | RDB_APP | 2017-03-31 | RDB_APP | 2017-03-31 | 2958465 | DNO - SSE Southern | VELMORE | 132kV
VELM3 | VELMORE 33KV |  | 2017-03-31 | 2958465 |  |  | Y | 2017-03-31 | RDB_APP | 2017-03-31 | RDB_APP | 2017-03-31 | 2958465 | DNO - SSE Southern | VELMORE | 33kV
VICS1 | VICTORIA STREET 132KV |  | 2017-03-31 | 2958465 |  |  | Y | 2017-03-31 | RDB_APP | 2017-03-31 | RDB_APP | 2017-03-31 | 2958465 | DNO - UK Power Networks Central | VICTORIA STREET | 132kV
VIFR5 | VICARAGE FARM ROAD 11KV |  | 2017-03-31 | 2958465 |  |  | Y | 2017-03-31 | RDB_APP | 2017-03-31 | RDB_APP | 2017-03-31 | 2958465 | DNO - SSE Southern | VICARAGE FARM ROAD | 11kV
VIFR6 | VICARAGE FARM ROAD 66KV |  | 2017-03-31 | 2958465 |  |  | Y | 2017-03-31 | RDB_APP | 2017-03-31 | RDB_APP | 2017-03-31 | 2958465 | DNO - SSE Southern | VICARAGE FARM ROAD | 66kV
VOLA5 | VOLT AVENUE 11KV |  | 2017-03-31 | 2958465 |  |  | Y | 2017-03-31 | RDB_APP | 2017-03-31 | RDB_APP | 2017-03-31 | 2958465 | DNO - SSE Southern | VOLT AVENUE | 11kV
VOLA6 | VOLT AVENUE 66KV |  | 2017-03-31 | 2958465 |  |  | Y | 2017-03-31 | RDB_APP | 2017-03-31 | RDB_APP | 2017-03-31 | 2958465 | DNO - SSE Southern | VOLT AVENUE | 66kV
WAAO1 | WALNEY 1 ONSHORE SITE 132KV |  | 2017-03-31 | 2958465 |  |  | Y | 2017-03-31 | RDB_APP | 2017-03-31 | RDB_APP | 2017-03-31 | 2958465 | PS - Dong Energy | WALNEY 1 ONSHORE SITE | 132kV
WAAO3 | WALNEY 1 ONSHORE SITE 33KV |  | 2017-03-31 | 2958465 |  |  | Y | 2017-03-31 | RDB_APP | 2017-03-31 | RDB_APP | 2017-03-31 | 2958465 | PS - Dong Energy | WALNEY 1 ONSHORE SITE | 33kV
WAAW1 | WALNEY 1 OFFSHORE SUBSTATION 132KV |  | 2017-03-31 | 2958465 |  |  | Y | 2017-03-31 | RDB_APP | 2017-03-31 | RDB_APP | 2017-03-31 | 2958465 | PS - Dong Energy | WALNEY 1 OFFSHORE SUBSTATION | 132kV
WAAW3 | WALNEY 1 OFFSHORE SUBSTATION 33KV |  | 2017-03-31 | 2958465 |  |  | Y | 2017-03-31 | RDB_APP | 2017-03-31 | RDB_APP | 2017-03-31 | 2958465 | PS - Dong Energy | WALNEY 1 OFFSHORE SUBSTATION | 33kV
WAAW8 | WALNEY 1 OFFSHORE SUBSTATION 6.6KV |  | 2017-03-31 | 2958465 |  |  | Y | 2017-03-31 | RDB_APP | 2017-03-31 | RDB_APP | 2017-03-31 | 2958465 | PS - Dong Energy | WALNEY 1 OFFSHORE SUBSTATION | 6.6kV
WABO1 | WALNEY 2 ONSHORE SITE 132KV |  | 2017-03-31 | 2958465 |  |  | Y | 2017-03-31 | RDB_APP | 2017-03-31 | RDB_APP | 2017-03-31 | 2958465 | PS - Dong Energy | WALNEY 2 ONSHORE SITE | 132kV
WABO3 | WALNEY 2 ONSHORE SITE 33KV |  | 2017-03-31 | 2958465 |  |  | Y | 2017-03-31 | RDB_APP | 2017-03-31 | RDB_APP | 2017-03-31 | 2958465 | PS - Dong Energy | WALNEY 2 ONSHORE SITE | 33kV
WABW1 | WALNEY 2 OFFSHORE SUBSTATION 132KV |  | 2017-03-31 | 2958465 |  |  | Y | 2017-03-31 | RDB_APP | 2017-03-31 | RDB_APP | 2017-03-31 | 2958465 | PS - Dong Energy | WALNEY 2 OFFSHORE SUBSTATION | 132kV
WABW3 | WALNEY 2 OFFSHORE SUBSTATION 33KV |  | 2017-03-31 | 2958465 |  |  | Y | 2017-03-31 | RDB_APP | 2017-03-31 | RDB_APP | 2017-03-31 | 2958465 | PS - Dong Energy | WALNEY 2 OFFSHORE SUBSTATION | 33kV
WABW8 | WALNEY 2 OFFSHORE SUBSTATION 6.6KV |  | 2017-03-31 | 2958465 |  |  | Y | 2017-03-31 | RDB_APP | 2017-03-31 | RDB_APP | 2017-03-31 | 2958465 | PS - Dong Energy | WALNEY 2 OFFSHORE SUBSTATION | 6.6kV
WADE1 | WADE 132KV |  | 2017-03-31 | 2958465 |  |  | Y | 2017-03-31 | RDB_APP | 2017-03-31 | RDB_APP | 2017-03-31 | 2958465 | DNO - SP MANWEB(Scottish Power) | WADE | 132kV
WADE3 | WADE 33KV |  | 2017-03-31 | 2958465 |  |  | Y | 2017-03-31 | RDB_APP | 2017-03-31 | RDB_APP | 2017-03-31 | 2958465 | DNO - SP MANWEB(Scottish Power) | WADE | 33kV
WALF4 | WALFORD 400KV |  | 2017-03-31 | 2958465 |  |  | Y | 2017-03-31 | RDB_APP | 2017-03-31 | RDB_APP | 2017-03-31 | 2958465 | TO - National Grid Electricity Transmission | WALFORD | 400kV
WALH1 | WALHAM 132KV |  | 2017-03-31 | 2958465 |  |  | Y | 2017-03-31 | RDB_APP | 2017-03-31 | RDB_APP | 2017-03-31 | 2958465 | DNO - WPD East Midlands | WALHAM | 132kV
WALH4 | WALHAM 400KV |  | 2017-03-31 | 2958465 |  |  | Y | 2017-03-31 | RDB_APP | 2017-03-31 | RDB_APP | 2017-03-31 | 2958465 | TO - National Grid Electricity Transmission | WALHAM | 400kV
WALH8 | WALHAM 6.6KV |  | 2017-03-31 | 2958465 |  |  | Y | 2017-03-31 | RDB_APP | 2017-03-31 | RDB_APP | 2017-03-31 | 2958465 | Unknown | WALHAM | 6.6kV
WALL1 | WALLASEY 132KV |  | 2017-03-31 | 2958465 |  |  | Y | 2017-03-31 | RDB_APP | 2017-03-31 | RDB_APP | 2017-03-31 | 2958465 | DNO - SP MANWEB(Scottish Power) | WALLASEY | 132kV
WALL3 | WALLASEY 33KV |  | 2017-03-31 | 2958465 |  |  | Y | 2017-03-31 | RDB_APP | 2017-03-31 | RDB_APP | 2017-03-31 | 2958465 | DNO - SP MANWEB(Scottish Power) | WALLASEY | 33kV
WALM1 | WALMSLEY 132KV |  | 2017-03-31 | 2958465 |  |  | Y | 2017-03-31 | RDB_APP | 2017-03-31 | RDB_APP | 2017-03-31 | 2958465 | DNO - ENW (Electric North-West) | WALMSLEY | 132kV
WALM5 | WALMSLEY 11KV |  | 2017-03-31 | 2958465 |  |  | Y | 2017-03-31 | RDB_APP | 2017-03-31 | RDB_APP | 2017-03-31 | 2958465 | DNO - ENW (Electric North-West) | WALMSLEY | 11kV
WALP1 | WALPOLE 132KV |  | 2017-03-31 | 2958465 |  |  | Y | 2017-03-31 | RDB_APP | 2017-03-31 | RDB_APP | 2017-03-31 | 2958465 | TO - National Grid Electricity Transmission | WALPOLE | 132kV
WALP4 | WALPOLE 400KV |  | 2017-03-31 | 2958465 |  |  | Y | 2017-03-31 | RDB_APP | 2017-03-31 | RDB_APP | 2017-03-31 | 2958465 | TO - National Grid Electricity Transmission | WALPOLE | 400kV
WALP8 | WALPOLE 6.6KV |  | 2017-03-31 | 2958465 |  |  | Y | 2017-03-31 | RDB_APP | 2017-03-31 | RDB_APP | 2017-03-31 | 2958465 | Unknown | WALPOLE | 6.6kV
WALS1 | WALSALL 132KV |  | 2017-03-31 | 2958465 |  |  | Y | 2017-03-31 | RDB_APP | 2017-03-31 | RDB_APP | 2017-03-31 | 2958465 | DNO - WPD West Midlands | WALSALL | 132kV
WALS3 | WALSALL 33KV |  | 2017-03-31 | 2958465 |  |  | Y | 2017-03-31 | RDB_APP | 2017-03-31 | RDB_APP | 2017-03-31 | 2958465 | DNO - WPD West Midlands | WALSALL | 33kV
WALX2 | WALTHAM CROSS 275KV |  | 2017-03-31 | 2958465 |  |  | Y | 2017-03-31 | RDB_APP | 2017-03-31 | RDB_APP | 2017-03-31 | 2958465 | TO - National Grid Electricity Transmission | WALTHAM CROSS | 275kV
WALX4 | WALTHAM CROSS 400KV |  | 2017-03-31 | 2958465 |  |  | Y | 2017-03-31 | RDB_APP | 2017-03-31 | RDB_APP | 2017-03-31 | 2958465 | TO - National Grid Electricity Transmission | WALTHAM CROSS | 400kV
WAND1 | WANDSWORTH HEAD HOUSE 132KV |  | 2017-03-31 | 2958465 |  |  | Y | 2017-03-31 | RDB_APP | 2017-03-31 | RDB_APP | 2017-03-31 | 2958465 | DNO - UK Power Networks Central | WANDSWORTH HEAD HOUSE | 132kV
WAND6 | WANDSWORTH HEAD HOUSE 66KV |  | 2017-03-31 | 2958465 |  |  | Y | 2017-03-31 | RDB_APP | 2017-03-31 | RDB_APP | 2017-03-31 | 2958465 | DNO - UK Power Networks Central | WANDSWORTH HEAD HOUSE | 66kV
WANS5 | WANDSWORTH STADIUM 11KV |  | 2017-03-31 | 2958465 |  |  | Y | 2017-03-31 | RDB_APP | 2017-03-31 | RDB_APP | 2017-03-31 | 2958465 | DNO - NPG North East (Northen Power Grid) | WANDSWORTH STADIUM | 11kV
WANS6 | WANDSWORTH STADIUM 66KV |  | 2017-03-31 | 2958465 |  |  | Y | 2017-03-31 | RDB_APP | 2017-03-31 | RDB_APP | 2017-03-31 | 2958465 | DNO - NPG North East (Northen Power Grid) | WANDSWORTH STADIUM | 66kV
WAOK1 | WALSOKEN 132KV |  | 2017-03-31 | 2958465 |  |  | Y | 2017-03-31 | RDB_APP | 2017-03-31 | RDB_APP | 2017-03-31 | 2958465 | DNO - UK Power Networks Eastern | WALSOKEN | 132kV
WAOK3 | WALSOKEN 33KV |  | 2017-03-31 | 2958465 |  |  | Y | 2017-03-31 | RDB_APP | 2017-03-31 | RDB_APP | 2017-03-31 | 2958465 | DNO - UK Power Networks Eastern | WALSOKEN | 33kV
WARE1 | WAREHAM 132KV |  | 2017-03-31 | 2958465 |  |  | Y | 2017-03-31 | RDB_APP | 2017-03-31 | RDB_APP | 2017-03-31 | 2958465 | DNO - SSE Southern | WAREHAM | 132kV
WARE3 | WAREHAM 33KV |  | 2017-03-31 | 2958465 |  |  | Y | 2017-03-31 | RDB_APP | 2017-03-31 | RDB_APP | 2017-03-31 | 2958465 | DNO - SSE Southern | WAREHAM | 33kV
WARL1 | WARLEY 132KV |  | 2017-03-31 | 2958465 |  |  | Y | 2017-03-31 | RDB_APP | 2017-03-31 | RDB_APP | 2017-03-31 | 2958465 | TO - National Grid Electricity Transmission | WARLEY | 132kV
WARL2 | WARLEY 275KV |  | 2017-03-31 | 2958465 |  |  | Y | 2017-03-31 | RDB_APP | 2017-03-31 | RDB_APP | 2017-03-31 | 2958465 | TO - National Grid Electricity Transmission | WARLEY | 275kV
WARN1 | WARNDON 132KV |  | 2017-03-31 | 2958465 |  |  | Y | 2017-03-31 | RDB_APP | 2017-03-31 | RDB_APP | 2017-03-31 | 2958465 | DNO - WPD West Midlands | WARNDON | 132kV
WARN5 | WARNDON 11KV |  | 2017-03-31 | 2958465 |  |  | Y | 2017-03-31 | RDB_APP | 2017-03-31 | RDB_APP | 2017-03-31 | 2958465 | DNO - WPD West Midlands | WARNDON | 11kV
WARR1 | WARRINGTON 132KV |  | 2017-03-31 | 2958465 |  |  | Y | 2017-03-31 | RDB_APP | 2017-03-31 | RDB_APP | 2017-03-31 | 2958465 | DNO - SP MANWEB(Scottish Power) | WARRINGTON | 132kV
WARR3 | WARRINGTON 33KV |  | 2017-03-31 | 2958465 |  |  | Y | 2017-03-31 | RDB_APP | 2017-03-31 | RDB_APP | 2017-03-31 | 2958465 | DNO - SP MANWEB(Scottish Power) | WARRINGTON | 33kV
WARW1 | WARWICK 132KV |  | 2017-03-31 | 2958465 |  |  | Y | 2017-03-31 | RDB_APP | 2017-03-31 | RDB_APP | 2017-03-31 | 2958465 | DNO - WPD East Midlands | WARWICK | 132kV
WARW3 | WARWICK 33KV |  | 2017-03-31 | 2958465 |  |  | Y | 2017-03-31 | RDB_APP | 2017-03-31 | RDB_APP | 2017-03-31 | 2958465 | DNO - WPD East Midlands | WARWICK | 33kV
WARW5 | WARWICK 11KV |  | 2017-03-31 | 2958465 |  |  | Y | 2017-03-31 | RDB_APP | 2017-03-31 | RDB_APP | 2017-03-31 | 2958465 | DNO - WPD East Midlands | WARWICK | 11kV
WASF1 | WASHWAY FARM 132KV |  | 2017-03-31 | 2958465 |  |  | Y | 2017-03-31 | RDB_APP | 2017-03-31 | RDB_APP | 2017-03-31 | 2958465 | TO - National Grid Electricity Transmission | WASHWAY FARM | 132kV
WASF2 | WASHWAY FARM 275KV |  | 2017-03-31 | 2958465 |  |  | Y | 2017-03-31 | RDB_APP | 2017-03-31 | RDB_APP | 2017-03-31 | 2958465 | TO - National Grid Electricity Transmission | WASHWAY FARM | 275kV
WATE1 | WATERSTON 132KV |  | 2017-03-31 | 2958465 |  |  | Y | 2017-03-31 | RDB_APP | 2017-03-31 | RDB_APP | 2017-03-31 | 2958465 | DNO - WPD South Wales | WATERSTON | 132kV
WATE5 | WATERSTON 11KV |  | 2017-03-31 | 2958465 |  |  | Y | 2017-03-31 | RDB_APP | 2017-03-31 | RDB_APP | 2017-03-31 | 2958465 | DNO - WPD South Wales | WATERSTON | 11kV
WATN3 | WATSON 33KV |  | 2017-03-31 | 2958465 |  |  | Y | 2017-03-31 | RDB_APP | 2017-03-31 | RDB_APP | 2017-03-31 | 2958465 | DNO - SP MANWEB(Scottish Power) | WATSON | 33kV
WATO1 | WATERTON 132KV |  | 2017-03-31 | 2958465 |  |  | Y | 2017-03-31 | RDB_APP | 2017-03-31 | RDB_APP | 2017-03-31 | 2958465 | DNO - WPD South Wales | WATERTON | 132kV
WATO5 | WATERTON 11KV |  | 2017-03-31 | 2958465 |  |  | Y | 2017-03-31 | RDB_APP | 2017-03-31 | RDB_APP | 2017-03-31 | 2958465 | DNO - WPD South Wales | WATERTON | 11kV
WATP1 | WALTHAM PARK 132KV |  | 2017-03-31 | 2958465 |  |  | Y | 2017-03-31 | RDB_APP | 2017-03-31 | RDB_APP | 2017-03-31 | 2958465 | DNO - UK Power Networks Eastern | WALTHAM PARK | 132kV
WATP5 | WALTHAM PARK 11KV |  | 2017-03-31 | 2958465 |  |  | Y | 2017-03-31 | RDB_APP | 2017-03-31 | RDB_APP | 2017-03-31 | 2958465 | DNO - UK Power Networks Eastern | WALTHAM PARK | 11kV
WATS1 | WATFORD SOUTH 132KV |  | 2017-03-31 | 2958465 |  |  | Y | 2017-03-31 | RDB_APP | 2017-03-31 | RDB_APP | 2017-03-31 | 2958465 | TO - National Grid Electricity Transmission | WATFORD SOUTH | 132kV
WATS2 | WATFORD SOUTH 275KV |  | 2017-03-31 | 2958465 |  |  | Y | 2017-03-31 | RDB_APP | 2017-03-31 | RDB_APP | 2017-03-31 | 2958465 | TO - National Grid Electricity Transmission | WATFORD SOUTH | 275kV
WAVT1 | WAVERTREE 132KV |  | 2017-03-31 | 2958465 |  |  | Y | 2017-03-31 | RDB_APP | 2017-03-31 | RDB_APP | 2017-03-31 | 2958465 | DNO - SP MANWEB(Scottish Power) | WAVERTREE | 132kV
WAVT3 | WAVERTREE 33KV |  | 2017-03-31 | 2958465 |  |  | Y | 2017-03-31 | RDB_APP | 2017-03-31 | RDB_APP | 2017-03-31 | 2958465 | DNO - SP MANWEB(Scottish Power) | WAVERTREE | 33kV
WBOL2 | WEST BOLDON 275KV |  | 2017-03-31 | 2958465 |  |  | Y | 2017-03-31 | RDB_APP | 2017-03-31 | RDB_APP | 2017-03-31 | 2958465 | TO - National Grid Electricity Transmission | WEST BOLDON | 275kV
WBOL3 | WEST BOLDON 33KV |  | 2017-03-31 | 2958465 |  |  | Y | 2017-03-31 | RDB_APP | 2017-03-31 | RDB_APP | 2017-03-31 | 2958465 | Unknown | WEST BOLDON | 33kV
WBOL6 | WEST BOLDON 66KV |  | 2017-03-31 | 2958465 |  |  | Y | 2017-03-31 | RDB_APP | 2017-03-31 | RDB_APP | 2017-03-31 | 2958465 | TO - National Grid Electricity Transmission | WEST BOLDON | 66kV
WBUR1 | WEST BURTON 132KV |  | 2017-03-31 | 2958465 |  |  | Y | 2017-03-31 | RDB_APP | 2017-03-31 | RDB_APP | 2017-03-31 | 2958465 | TO - National Grid Electricity Transmission | WEST BURTON | 132kV
WBUR3 | WEST BURTON 33KV |  | 2017-03-31 | 2958465 |  |  | Y | 2017-03-31 | RDB_APP | 2017-03-31 | RDB_APP | 2017-03-31 | 2958465 | Unknown | WEST BURTON | 33kV
WBUR4 | WEST BURTON 400KV |  | 2017-03-31 | 2958465 |  |  | Y | 2017-03-31 | RDB_APP | 2017-03-31 | RDB_APP | 2017-03-31 | 2958465 | TO - National Grid Electricity Transmission | WEST BURTON | 400kV
WBUR5 | WEST BURTON 11KV |  | 2017-03-31 | 2958465 |  |  | Y | 2017-03-31 | RDB_APP | 2017-03-31 | RDB_APP | 2017-03-31 | 2958465 | TO - National Grid Electricity Transmission | WEST BURTON | 11kV
WBUR8 | WEST BURTON 6.6KV |  | 2017-03-31 | 2958465 |  |  | Y | 2017-03-31 | RDB_APP | 2017-03-31 | RDB_APP | 2017-03-31 | 2958465 | TO - National Grid Electricity Transmission | WEST BURTON | 6.6kV
WDSO1 | WEST OF DUDDON SANDS ONSHORE SITE 132KV |  | 2017-03-31 | 2958465 |  |  | Y | 2017-03-31 | RDB_APP | 2017-03-31 | RDB_APP | 2017-03-31 | 2958465 | TO - National Grid Electricity Transmission | WEST OF DUDDON SANDS ONSHORE SITE | 132kV
WDSO4 | WEST OF DUDDON SANDS ONSHORE SITE 400KV |  | 2017-03-31 | 2958465 |  |  | Y | 2017-03-31 | RDB_APP | 2017-03-31 | RDB_APP | 2017-03-31 | 2958465 | TO - National Grid Electricity Transmission | WEST OF DUDDON SANDS ONSHORE SITE | 400kV
WDSO8 | WEST OF DUDDON SANDS ONSHORE SITE 6.6KV |  | 2017-03-31 | 2958465 |  |  | Y | 2017-03-31 | RDB_APP | 2017-03-31 | RDB_APP | 2017-03-31 | 2958465 | PS - Dong Energy | WEST OF DUDDON SANDS ONSHORE SITE | 6.6kV
WDSW1 | WEST OF DUDDON SANDS OFFSHORE SUBSTATION (SCADA) 132KV |  | 2017-03-31 | 2958465 |  |  | Y | 2017-03-31 | RDB_APP | 2017-03-31 | RDB_APP | 2017-03-31 | 2958465 | PS - Dong Energy | WEST OF DUDDON SANDS OFFSHORE SUBSTATION (SCADA) | 132kV
WDSW3 | WEST OF DUDDON SANDS OFFSHORE SUBSTATION (SCADA) 33KV |  | 2017-03-31 | 2958465 |  |  | Y | 2017-03-31 | RDB_APP | 2017-03-31 | RDB_APP | 2017-03-31 | 2958465 | PS - Dong Energy | WEST OF DUDDON SANDS OFFSHORE SUBSTATION (SCADA) | 33kV
WEAJ3R | WEAVER JUNCTION RAIL 33KV |  | 2017-03-31 | 2958465 |  |  | Y | 2017-03-31 | RDB_APP | 2017-03-31 | RDB_APP | 2017-03-31 | 2958465 | Unknown | WEAVER JUNCTION RAIL | 33kV
WEAV4 | WEAVERHAM - PROSPECTIVE CONNECTION 400KV |  | 2017-03-31 | 2958465 |  |  | Y | 2017-03-31 | RDB_APP | 2017-03-31 | RDB_APP | 2017-03-31 | 2958465 | TO - National Grid Electricity Transmission | WEAVERHAM - PROSPECTIVE CONNECTION | 400kV
WEBB8 | WEST BURTON POWER STATION GENERATOR B 6.6KV |  | 2017-03-31 | 2958465 |  |  | Y | 2017-03-31 | RDB_APP | 2017-03-31 | RDB_APP | 2017-03-31 | 2958465 | TO - National Grid Electricity Transmission | WEST BURTON B POWER STATION (SEE ALSO WBUR) | 6.6kV
WEBU8 | WEST BURTON GEN 6.6KV |  | 2017-03-31 | 2958465 |  |  | Y | 2017-03-31 | RDB_APP | 2017-03-31 | RDB_APP | 2017-03-31 | 2958465 | TO - National Grid Electricity Transmission | WEST BURTON GEN | 6.6kV
WEDN1 | WEDNESFIELD 132KV |  | 2017-03-31 | 2958465 |  |  | Y | 2017-03-31 | RDB_APP | 2017-03-31 | RDB_APP | 2017-03-31 | 2958465 | DNO - WPD West Midlands | WEDNESFIELD | 132kV
WEDN5 | WEDNESFIELD 11KV |  | 2017-03-31 | 2958465 |  |  | Y | 2017-03-31 | RDB_APP | 2017-03-31 | RDB_APP | 2017-03-31 | 2958465 | DNO - WPD West Midlands | WEDNESFIELD | 11kV
WELA6 | WEST END LANE 66KV |  | 2017-03-31 | 2958465 |  |  | Y | 2017-03-31 | RDB_APP | 2017-03-31 | RDB_APP | 2017-03-31 | 2958465 | DNO - NPG Yorkshire (Northen Power Grid) | WEST END LANE | 66kV
WELB1 | WELLINGBOROUGH 132KV |  | 2017-03-31 | 2958465 |  |  | Y | 2017-03-31 | RDB_APP | 2017-03-31 | RDB_APP | 2017-03-31 | 2958465 | DNO - WPD East Midlands | WELLINGBOROUGH | 132kV
WELB3 | WELLINGBOROUGH 33KV |  | 2017-03-31 | 2958465 |  |  | Y | 2017-03-31 | RDB_APP | 2017-03-31 | RDB_APP | 2017-03-31 | 2958465 | DNO - WPD East Midlands | WELLINGBOROUGH | 33kV
WELB5 | WELLINGBOROUGH 11KV |  | 2017-03-31 | 2958465 |  |  | Y | 2017-03-31 | RDB_APP | 2017-03-31 | RDB_APP | 2017-03-31 | 2958465 | DNO - WPD East Midlands | WELLINGBOROUGH | 11kV
WELF1 | WELCOME FOUNDATION 132KV |  | 2017-03-31 | 2958465 |  |  | Y | 2017-03-31 | RDB_APP | 2017-03-31 | RDB_APP | 2017-03-31 | 2958465 | DNO - UK Power Networks Central | WELCOME FOUNDATION | 132kV
WELF5 | WELCOME FOUNDATION 11KV |  | 2017-03-31 | 2958465 |  |  | Y | 2017-03-31 | RDB_APP | 2017-03-31 | RDB_APP | 2017-03-31 | 2958465 | DNO - UK Power Networks Central | WELCOME FOUNDATION | 11kV
WELW1 | WELWYN 132KV |  | 2017-03-31 | 2958465 |  |  | Y | 2017-03-31 | RDB_APP | 2017-03-31 | RDB_APP | 2017-03-31 | 2958465 | DNO - UK Power Networks Eastern | WELWYN | 132kV
WELW3 | WELWYN 33KV |  | 2017-03-31 | 2958465 |  |  | Y | 2017-03-31 | RDB_APP | 2017-03-31 | RDB_APP | 2017-03-31 | 2958465 | DNO - UK Power Networks Eastern | WELWYN | 33kV
WELW7 | WELWYN 25KV |  | 2017-03-31 | 2958465 |  |  | Y | 2017-03-31 | RDB_APP | 2017-03-31 | RDB_APP | 2017-03-31 | 2958465 | DNO - UK Power Networks Eastern | WELWYN | 22kV
WEMP6 | WEST MOOR PARK 66KV |  | 2017-03-31 | 2958465 |  |  | Y | 2017-03-31 | RDB_APP | 2017-03-31 | RDB_APP | 2017-03-31 | 2958465 | DNO - NPG Yorkshire (Northen Power Grid) | WEST MOOR PARK | 66kV
WEND3 | WENDOVER 33KV |  | 2017-03-31 | 2958465 |  |  | Y | 2017-03-31 | RDB_APP | 2017-03-31 | RDB_APP | 2017-03-31 | 2958465 | DNO - UK Power Networks Eastern | WENDOVER | 33kV
WEND3A | WENDOVER 33KV |  | 2017-03-31 | 2958465 |  |  | Y | 2017-03-31 | RDB_APP | 2017-03-31 | RDB_APP | 2017-03-31 | 2958465 | DNO - UK Power Networks Eastern | WENDOVER | 33kV
WEND3B | WENDOVER 33KV |  | 2017-03-31 | 2958465 |  |  | Y | 2017-03-31 | RDB_APP | 2017-03-31 | RDB_APP | 2017-03-31 | 2958465 | DNO - UK Power Networks Eastern | WENDOVER | 33kV
WEND3C | WENDOVER 33KV |  | 2017-03-31 | 2958465 |  |  | Y | 2017-03-31 | RDB_APP | 2017-03-31 | RDB_APP | 2017-03-31 | 2958465 | DNO - UK Power Networks Eastern | WENDOVER | 33kV
WEND3D | WENDOVER 33KV |  | 2017-03-31 | 2958465 |  |  | Y | 2017-03-31 | RDB_APP | 2017-03-31 | RDB_APP | 2017-03-31 | 2958465 | DNO - UK Power Networks Eastern | WENDOVER | 33kV
WEND3E | WENDOVER 33KV |  | 2017-03-31 | 2958465 |  |  | Y | 2017-03-31 | RDB_APP | 2017-03-31 | RDB_APP | 2017-03-31 | 2958465 | DNO - UK Power Networks Eastern | WENDOVER | 33kV
WEND3F | WENDOVER 33KV |  | 2017-03-31 | 2958465 |  |  | Y | 2017-03-31 | RDB_APP | 2017-03-31 | RDB_APP | 2017-03-31 | 2958465 | DNO - UK Power Networks Eastern | WENDOVER | 33kV
WEPO1 | WELSHPOOL 132KV |  | 2017-03-31 | 2958465 |  |  | Y | 2017-03-31 | RDB_APP | 2017-03-31 | RDB_APP | 2017-03-31 | 2958465 | DNO - SP MANWEB(Scottish Power) | WELSHPOOL | 132kV
WEPO3 | WELSHPOOL 33KV |  | 2017-03-31 | 2958465 |  |  | Y | 2017-03-31 | RDB_APP | 2017-03-31 | RDB_APP | 2017-03-31 | 2958465 | DNO - SP MANWEB(Scottish Power) | WELSHPOOL | 33kV
WERO1 | WESTERNMOST ROUGH ONSHORE SITE 132KV |  | 2017-03-31 | 2958465 |  |  | Y | 2017-03-31 | RDB_APP | 2017-03-31 | RDB_APP | 2017-03-31 | 2958465 | TO - Scottish Power Transmission Ltd | WESTERNMOST ROUGH ONSHORE SITE | 132kV
WERO2 | WESTERNMOST ROUGH ONSHORE SITE 275KV |  | 2017-03-31 | 2958465 |  |  | Y | 2017-03-31 | RDB_APP | 2017-03-31 | RDB_APP | 2017-03-31 | 2958465 | OFTO - TC WESTERNMOST ROUGH OFTO LIMITED | WESTERNMOST ROUGH ONSHORE SITE | 275kV
WERO3 | WESTERNMOST ROUGH ONSHORE SITE 33KV |  | 2017-03-31 | 2958465 |  |  | Y | 2017-03-31 | RDB_APP | 2017-03-31 | RDB_APP | 2017-03-31 | 2958465 | TO - Scottish Power Transmission Ltd | WESTERNMOST ROUGH ONSHORE SITE | 33kV
WERV3 | WERVIN 33KV |  | 2017-03-31 | 2958465 |  |  | Y | 2017-03-31 | RDB_APP | 2017-03-31 | RDB_APP | 2017-03-31 | 2958465 | DNO - SP MANWEB(Scottish Power) | WERVIN | 33kV
WERW1 | WESTERNMOST ROUGH OFFSHORE WIND FARM 132KV |  | 2017-03-31 | 2958465 |  |  | Y | 2017-03-31 | RDB_APP | 2017-03-31 | RDB_APP | 2017-03-31 | 2958465 | OFTO - TRANSMISSION CAPITAL SERVICES | WESTERNMOST ROUGH OFFSHORE WIND FARM | 132kV
WERW3 | WESTERNMOST ROUGH OFFSHORE WIND FARM 33KV |  | 2017-03-31 | 2958465 |  |  | Y | 2017-03-31 | RDB_APP | 2017-03-31 | RDB_APP | 2017-03-31 | 2958465 | OFTO - TRANSMISSION CAPITAL SERVICES | WESTERNMOST ROUGH OFFSHORE WIND FARM | 33kV
WERW8 | WESTERNMOST ROUGH OFFSHORE WIND FARM 6.6KV |  | 2017-03-31 | 2958465 |  |  | Y | 2017-03-31 | RDB_APP | 2017-03-31 | RDB_APP | 2017-03-31 | 2958465 | OFTO - TRANSMISSION CAPITAL SERVICES | WESTERNMOST ROUGH OFFSHORE WIND FARM | 6.6kV
WESB3 | WEST BROWCASTLE WIND FARM CONNECTED TO EAST KILBRIDE SOTH 33KV 33KV |  | 2017-03-31 | 2958465 |  |  | Y | 2017-03-31 | RDB_APP | 2017-03-31 | RDB_APP | 2017-03-31 | 2958465 | PS - SCOTTISH POWER RENWABLES | WEST BROWCASTLE WIND FARM CONNECTED TO EAST KILBRIDE SOTH 33KV | 33kV
WESE1 | WESTERDOD (CONN POINT TO AIKENGALL WIND FARM, CRYSTAL RIG 132KV) 132KV |  | 2017-03-31 | 2958465 | CRYR1 |  | Y | 2017-03-31 | RDB_APP | 2017-03-31 | RDB_APP | 2017-03-31 | 2958465 | PS - SCOTTISH POWER RENWABLES | WESTERDOD (CONN POINT TO AIKENGALL WIND FARM, CRYSTAL RIG 132KV) | 132kV
WESE3 | WESTERDOD (CONN POINT TO AIKENGALL WIND FARM, CRYSTAL RIG 132KV) 33KV |  | 2017-03-31 | 2958465 |  |  | Y | 2017-03-31 | RDB_APP | 2017-03-31 | RDB_APP | 2017-03-31 | 2958465 | PS - SCOTTISH POWER RENWABLES | WESTERDOD (CONN POINT TO AIKENGALL WIND FARM, CRYSTAL RIG 132KV) | 33kV
WESO1 | WESTONING SUBSTATION 132KV |  | 2017-03-31 | 2958465 |  |  | Y | 2017-03-31 | RDB_APP | 2017-03-31 | RDB_APP | 2017-03-31 | 2958465 | DNO - UK Power Networks Eastern | WESTONING SUBSTATION | 132kV
WESO3 | WESTONING SUBSTATION 33KV |  | 2017-03-31 | 2958465 |  |  | Y | 2017-03-31 | RDB_APP | 2017-03-31 | RDB_APP | 2017-03-31 | 2958465 | DNO - UK Power Networks Eastern | WESTONING SUBSTATION | 33kV
WESR3 | WESTRAY 33KV |  | 2017-03-31 | 2958465 |  |  | Y | 2017-03-31 | RDB_APP | 2017-03-31 | RDB_APP | 2017-03-31 | 2958465 | Unknown | WESTRAY | 33kV
WEST1 | WESTON 132KV |  | 2017-03-31 | 2958465 |  |  | Y | 2017-03-31 | RDB_APP | 2017-03-31 | RDB_APP | 2017-03-31 | 2958465 | DNO - WPD South West | WESTON | 132kV
WEST3 | WESTON 33KV |  | 2017-03-31 | 2958465 |  |  | Y | 2017-03-31 | RDB_APP | 2017-03-31 | RDB_APP | 2017-03-31 | 2958465 | DNO - WPD South West | WESTON | 33kV
WEST6 | WESTON 66KV |  | 2017-03-31 | 2958465 |  |  | Y | 2017-03-31 | RDB_APP | 2017-03-31 | RDB_APP | 2017-03-31 | 2958465 | DNO - WPD South West | WESTON | 66kV
WFIB2 | WESTFIELD BOUNDARY 275KV |  | 2017-03-31 | 2958465 | TEAL2 |  | Y | 2017-03-31 | RDB_APP | 2017-03-31 | RDB_APP | 2017-03-31 | 2958465 | TO - Scottish Power Transmission Ltd | WESTFIELD BOUNDARY | 275kV
WFIE1 | WESTFIELD 132KV |  | 2017-03-31 | 2958465 |  |  | Y | 2017-03-31 | RDB_APP | 2017-03-31 | RDB_APP | 2017-03-31 | 2958465 | TO - Scottish Power Transmission Ltd | WESTFIELD | 132kV
WFIE1A | WESTFIELD 132KV |  | 2017-03-31 | 2958465 | DEVO1 |  | Y | 2017-03-31 | RDB_APP | 2017-03-31 | RDB_APP | 2017-03-31 | 2958465 | TO - Scottish Power Transmission Ltd | WESTFIELD | 132kV
WFIE2 | WESTFIELD 275KV |  | 2017-03-31 | 2958465 |  |  | Y | 2017-03-31 | RDB_APP | 2017-03-31 | RDB_APP | 2017-03-31 | 2958465 | TO - Scottish Power Transmission Ltd | WESTFIELD | 275kV
WFIE2D | WESTFIELD 275KV |  | 2017-03-31 | 2958465 |  |  | Y | 2017-03-31 | RDB_APP | 2017-03-31 | RDB_APP | 2017-03-31 | 2958465 | TO - Scottish Power Transmission Ltd | WESTFIELD | 275kV
WFIE3 | WESTFIELD 33KV |  | 2017-03-31 | 2958465 | WFIE1 |  | Y | 2017-03-31 | RDB_APP | 2017-03-31 | RDB_APP | 2017-03-31 | 2958465 | TO - Scottish Power Transmission Ltd | WESTFIELD | 33kV
WGEO2 | WEST GEORGE STREET 275KV |  | 2017-03-31 | 2958465 | PORD2 |  | Y | 2017-03-31 | RDB_APP | 2017-03-31 | RDB_APP | 2017-03-31 | 2958465 | TO - Scottish Power Transmission Ltd | WEST GEORGE STREET | 275kV
WGEO3 | WEST GEORGE STREET 33KV |  | 2017-03-31 | 2958465 | WGEO2 |  | Y | 2017-03-31 | RDB_APP | 2017-03-31 | RDB_APP | 2017-03-31 | 2958465 | TO - Scottish Power Transmission Ltd | WEST GEORGE STREET | 33kV
WGRA1 | WEST GRAFTON 132KV |  | 2017-03-31 | 2958465 |  |  | Y | 2017-03-31 | RDB_APP | 2017-03-31 | RDB_APP | 2017-03-31 | 2958465 | DNO - SSE Southern | WEST GRAFTON | 132kV
WGRA3 | WEST GRAFTON 33KV |  | 2017-03-31 | 2958465 |  |  | Y | 2017-03-31 | RDB_APP | 2017-03-31 | RDB_APP | 2017-03-31 | 2958465 | DNO - SSE Southern | WEST GRAFTON | 33kV
WHAM1 | WEST HAM 132KV |  | 2017-03-31 | 2958465 |  |  | Y | 2017-03-31 | RDB_APP | 2017-03-31 | RDB_APP | 2017-03-31 | 2958465 | TO - National Grid Electricity Transmission | WEST HAM | 132kV
WHAM2 | WEST HAM 275KV |  | 2017-03-31 | 2958465 |  |  | Y | 2017-03-31 | RDB_APP | 2017-03-31 | RDB_APP | 2017-03-31 | 2958465 | TO - National Grid Electricity Transmission | WEST HAM | 275kV
WHAM4 | WEST HAM 400KV |  | 2017-03-31 | 2958465 |  |  | Y | 2017-03-31 | RDB_APP | 2017-03-31 | RDB_APP | 2017-03-31 | 2958465 | TO - National Grid Electricity Transmission | WEST HAM | 400kV
WHAM4B | WEST HAM 400KV |  | 2017-03-31 | 2958465 |  |  | Y | 2017-03-31 | RDB_APP | 2017-03-31 | RDB_APP | 2017-03-31 | 2958465 | TO - National Grid Electricity Transmission | WEST HAM | 400kV
WHAR6 | WEST HARTFORD 66KV |  | 2017-03-31 | 2958465 |  |  | Y | 2017-03-31 | RDB_APP | 2017-03-31 | RDB_APP | 2017-03-31 | 2958465 | DNO - NPG North East (Northen Power Grid) | WEST HARTFORD | 66kV
WHCH1 | WHITCHURCH 132KV |  | 2017-03-31 | 2958465 |  |  | Y | 2017-03-31 | RDB_APP | 2017-03-31 | RDB_APP | 2017-03-31 | 2958465 | DNO - SP MANWEB(Scottish Power) | WHITCHURCH | 132kV
WHCH3 | WHITCHURCH 33KV |  | 2017-03-31 | 2958465 |  |  | Y | 2017-03-31 | RDB_APP | 2017-03-31 | RDB_APP | 2017-03-31 | 2958465 | DNO - SP MANWEB(Scottish Power) | WHITCHURCH | 33kV
WHEA6 | WHEATLEY PARK 66KV |  | 2017-03-31 | 2958465 |  |  | Y | 2017-03-31 | RDB_APP | 2017-03-31 | RDB_APP | 2017-03-31 | 2958465 | DNO - NPG Yorkshire (Northen Power Grid) | WHEATLEY PARK | 66kV
WHFI1 | WHITFIELD 132KV |  | 2017-03-31 | 2958465 |  |  | Y | 2017-03-31 | RDB_APP | 2017-03-31 | RDB_APP | 2017-03-31 | 2958465 | DNO - WPD West Midlands | WHITFIELD | 132kV
WHFI3 | WHITFIELD 33KV |  | 2017-03-31 | 2958465 |  |  | Y | 2017-03-31 | RDB_APP | 2017-03-31 | RDB_APP | 2017-03-31 | 2958465 | DNO - WPD West Midlands | WHITFIELD | 33kV
WHGA1 | WHITEGATE 132KV |  | 2017-03-31 | 2958465 |  |  | Y | 2017-03-31 | RDB_APP | 2017-03-31 | RDB_APP | 2017-03-31 | 2958465 | TO - National Grid Electricity Transmission | WHITEGATE | 132kV
WHGA2 | WHITEGATE 275KV |  | 2017-03-31 | 2958465 |  |  | Y | 2017-03-31 | RDB_APP | 2017-03-31 | RDB_APP | 2017-03-31 | 2958465 | TO - National Grid Electricity Transmission | WHITEGATE | 275kV
WHHO2 | WHITEHOUSE 275KV |  | 2017-03-31 | 2958465 | DEWP2 |  | Y | 2017-03-31 | RDB_APP | 2017-03-31 | RDB_APP | 2017-03-31 | 2958465 | TO - Scottish Power Transmission Ltd | WHITEHOUSE | 275kV
WHHO3 | WHITEHOUSE 33KV |  | 2017-03-31 | 2958465 | WHHO2 |  | Y | 2017-03-31 | RDB_APP | 2017-03-31 | RDB_APP | 2017-03-31 | 2958465 | TO - Scottish Power Transmission Ltd | WHITEHOUSE | 33kV
WHIH3 | WHITESIDE HILL WIND FARM 33kV |  | 2017-08-09 |  |  |  | Y | 2017-08-09 | feng.ding | 2017-08-09 | derek.young | 2017-08-09 |  | TO - Scottish Power Transmission Ltd | WHITESIDE HILL WIND FARM | 33kV
WHIL2 | WHITELEE 275KV |  | 2017-03-31 | 2958465 | WLEE2 |  | Y | 2017-03-31 | RDB_APP | 2017-03-31 | RDB_APP | 2017-03-31 | 2958465 | TO - Scottish Power Transmission Ltd | WHITELEE | 275kV
WHIL3 | WHITELEE 33KV |  | 2017-03-31 | 2958465 | WLEE3 |  | Y | 2017-03-31 | RDB_APP | 2017-03-31 | RDB_APP | 2017-03-31 | 2958465 | TO - Scottish Power Transmission Ltd | WHITELEE | 33kV
WHIL8 | WHITELEE 6.6KV |  | 2017-03-31 | 2958465 | WHLA3 |  | Y | 2017-03-31 | RDB_APP | 2017-03-31 | RDB_APP | 2017-03-31 | 2958465 | TO - Scottish Power Transmission Ltd | WHITELEE | 6.6kV
WHIN1 | WHINMOOR 132KV |  | 2017-03-31 | 2958465 |  |  | Y | 2017-03-31 | RDB_APP | 2017-03-31 | RDB_APP | 2017-03-31 | 2958465 | DNO - NPG Yorkshire (Northen Power Grid) | WHINMOOR | 132kV
WHIN3 | WHINMOOR 33KV |  | 2017-03-31 | 2958465 |  |  | Y | 2017-03-31 | RDB_APP | 2017-03-31 | RDB_APP | 2017-03-31 | 2958465 | DNO - NPG Yorkshire (Northen Power Grid) | WHINMOOR | 33kV
WHIT1 | WHITLEY 132KV |  | 2017-03-31 | 2958465 |  |  | Y | 2017-03-31 | RDB_APP | 2017-03-31 | RDB_APP | 2017-03-31 | 2958465 | DNO - WPD East Midlands | WHITLEY | 132kV
WHIT3 | WHITLEY 33KV |  | 2017-03-31 | 2958465 |  |  | Y | 2017-03-31 | RDB_APP | 2017-03-31 | RDB_APP | 2017-03-31 | 2958465 | DNO - WPD East Midlands | WHITLEY | 33kV
WHSO2 | WHITSON 275KV |  | 2017-03-31 | 2958465 |  |  | Y | 2017-03-31 | RDB_APP | 2017-03-31 | RDB_APP | 2017-03-31 | 2958465 | TO - National Grid Electricity Transmission | WHITSON | 275kV
WHSO3 | WHITSON 33KV |  | 2017-03-31 | 2958465 |  |  | Y | 2017-03-31 | RDB_APP | 2017-03-31 | RDB_APP | 2017-03-31 | 2958465 | TO - National Grid Electricity Transmission | WHITSON | 33kV
WHSO4 | WHITSON 400KV |  | 2017-03-31 | 2958465 |  |  | Y | 2017-03-31 | RDB_APP | 2017-03-31 | RDB_APP | 2017-03-31 | 2958465 | TO - National Grid Electricity Transmission | WHITSON | 400kV
WHTB1 | WHISTLEFIELD BORDER 132KV |  | 2017-03-31 | 2958465 | DUNO1 |  | Y | 2017-03-31 | RDB_APP | 2017-03-31 | RDB_APP | 2017-03-31 | 2958465 | TO - Scottish Power Transmission Ltd | WHISTLEFIELD BORDER | 132kV
WHTL1 | WHISTLEFIELD 132KV |  | 2017-03-31 | 2958465 | GARE1 |  | Y | 2017-03-31 | RDB_APP | 2017-03-31 | RDB_APP | 2017-03-31 | 2958465 | TO - Scottish Power Transmission Ltd | WHISTLEFIELD | 132kV
WHTL3 | WHISTLEFIELD 33KV |  | 2017-03-31 | 2958465 | WHTL1 |  | Y | 2017-03-31 | RDB_APP | 2017-03-31 | RDB_APP | 2017-03-31 | 2958465 | TO - Scottish Power Transmission Ltd | WHISTLEFIELD | 33kV
WHWE1 | WHITWELL 132KV |  | 2017-03-31 | 2958465 |  |  | Y | 2017-03-31 | RDB_APP | 2017-03-31 | RDB_APP | 2017-03-31 | 2958465 | DNO - WPD East Midlands | WHITWELL | 132kV
WHWE3 | WHITWELL 33KV |  | 2017-03-31 | 2958465 |  |  | Y | 2017-03-31 | RDB_APP | 2017-03-31 | RDB_APP | 2017-03-31 | 2958465 | DNO - WPD East Midlands | WHITWELL | 33kV
WIBA2 | WINCOBANK 275KV |  | 2017-03-31 | 2958465 |  |  | Y | 2017-03-31 | RDB_APP | 2017-03-31 | RDB_APP | 2017-03-31 | 2958465 | TO - National Grid Electricity Transmission | WINCOBANK | 275kV
WIBA3 | WINCOBANK 33KV |  | 2017-03-31 | 2958465 |  |  | Y | 2017-03-31 | RDB_APP | 2017-03-31 | RDB_APP | 2017-03-31 | 2958465 | TO - National Grid Electricity Transmission | WINCOBANK | 33kV
WICM1 | WICKHAM MARKET 132KV |  | 2017-03-31 | 2958465 |  |  | Y | 2017-03-31 | RDB_APP | 2017-03-31 | RDB_APP | 2017-03-31 | 2958465 | DNO - UK Power Networks Eastern | WICKHAM MARKET | 132kV
WICM3 | WICKHAM MARKET 33KV |  | 2017-03-31 | 2958465 |  |  | Y | 2017-03-31 | RDB_APP | 2017-03-31 | RDB_APP | 2017-03-31 | 2958465 | DNO - UK Power Networks Eastern | WICKHAM MARKET | 33kV
WIDN1 | WIDNES 132KV |  | 2017-03-31 | 2958465 |  |  | Y | 2017-03-31 | RDB_APP | 2017-03-31 | RDB_APP | 2017-03-31 | 2958465 | DNO - SP MANWEB(Scottish Power) | WIDNES | 132kV
WIDN3 | WIDNES 33KV |  | 2017-03-31 | 2958465 |  |  | Y | 2017-03-31 | RDB_APP | 2017-03-31 | RDB_APP | 2017-03-31 | 2958465 | DNO - SP MANWEB(Scottish Power) | WIDNES | 33kV
WIEN1 | WILLENHALL 132KV |  | 2017-03-31 | 2958465 |  |  | Y | 2017-03-31 | RDB_APP | 2017-03-31 | RDB_APP | 2017-03-31 | 2958465 | TO - National Grid Electricity Transmission | WILLENHALL | 132kV
WIEN2 | WILLENHALL 33KV |  | 2017-03-31 | 2958465 |  |  | Y | 2017-03-31 | RDB_APP | 2017-03-31 | RDB_APP | 2017-03-31 | 2958465 | TO - National Grid Electricity Transmission | WILLENHALL | 33kV
WIEN5 | WILLENHALL 11KV |  | 2017-03-31 | 2958465 |  |  | Y | 2017-03-31 | RDB_APP | 2017-03-31 | RDB_APP | 2017-03-31 | 2958465 | TO - National Grid Electricity Transmission | WILLENHALL | 11kV
WIFO1 | WINSFORD 132KV |  | 2017-03-31 | 2958465 |  |  | Y | 2017-03-31 | RDB_APP | 2017-03-31 | RDB_APP | 2017-03-31 | 2958465 | DNO - SP MANWEB(Scottish Power) | WINSFORD | 132kV
WIFO3 | WINSFORD 33KV |  | 2017-03-31 | 2958465 |  |  | Y | 2017-03-31 | RDB_APP | 2017-03-31 | RDB_APP | 2017-03-31 | 2958465 | DNO - SP MANWEB(Scottish Power) | WINSFORD | 33kV
WIGA1 | WIGAN 132KV |  | 2017-03-31 | 2958465 |  |  | Y | 2017-03-31 | RDB_APP | 2017-03-31 | RDB_APP | 2017-03-31 | 2958465 | DNO - ENW (Electric North-West) | WIGAN | 132kV
WIGA3 | WIGAN 33KV |  | 2017-03-31 | 2958465 |  |  | Y | 2017-03-31 | RDB_APP | 2017-03-31 | RDB_APP | 2017-03-31 | 2958465 | DNO - ENW (Electric North-West) | WIGAN | 33kV
WILD1 | WILLINGDON TEE 132KV |  | 2017-03-31 | 2958465 |  |  | Y | 2017-03-31 | RDB_APP | 2017-03-31 | RDB_APP | 2017-03-31 | 2958465 | DNO - UK Power Networks South East | WILLINGDON TEE | 132kV
WILE1 | WILLINGTON EAST 132KV |  | 2017-03-31 | 2958465 |  |  | Y | 2017-03-31 | RDB_APP | 2017-03-31 | RDB_APP | 2017-03-31 | 2958465 | TO - National Grid Electricity Transmission | WILLINGTON EAST | 132kV
WILE4 | WILLINGTON EAST 400KV |  | 2017-03-31 | 2958465 |  |  | Y | 2017-03-31 | RDB_APP | 2017-03-31 | RDB_APP | 2017-03-31 | 2958465 | TO - National Grid Electricity Transmission | WILLINGTON EAST | 400kV
WILE8 | WILLINGTON EAST 6.6KV |  | 2017-03-31 | 2958465 |  |  | Y | 2017-03-31 | RDB_APP | 2017-03-31 | RDB_APP | 2017-03-31 | 2958465 | TO - National Grid Electricity Transmission | WILLINGTON EAST | 6.6kV
WILL1 | WILLINGTON 132KV |  | 2017-03-31 | 2958465 |  |  | Y | 2017-03-31 | RDB_APP | 2017-03-31 | RDB_APP | 2017-03-31 | 2958465 | TO - National Grid Electricity Transmission | WILLINGTON | 132kV
WILL2 | WILLINGTON 275KV |  | 2017-03-31 | 2958465 |  |  | Y | 2017-03-31 | RDB_APP | 2017-03-31 | RDB_APP | 2017-03-31 | 2958465 | TO - National Grid Electricity Transmission | WILLINGTON | 275kV
WILL4 | WILLINGTON 400KV |  | 2017-03-31 | 2958465 |  |  | Y | 2017-03-31 | RDB_APP | 2017-03-31 | RDB_APP | 2017-03-31 | 2958465 | TO - National Grid Electricity Transmission | WILLINGTON | 400kV
WILT2 | WILTON 275KV |  | 2017-03-31 | 2958465 |  |  | Y | 2017-03-31 | RDB_APP | 2017-03-31 | RDB_APP | 2017-03-31 | 2958465 | TO - National Grid Electricity Transmission | WILTON | 275kV
WILT6 | WILTON 66KV |  | 2017-03-31 | 2958465 |  |  | Y | 2017-03-31 | RDB_APP | 2017-03-31 | RDB_APP | 2017-03-31 | 2958465 | DNO - NPG North East (Northen Power Grid) | WILTON | 66kV
WIMB1 | WIMBLEDON 132KV |  | 2017-03-31 | 2958465 |  |  | Y | 2017-03-31 | RDB_APP | 2017-03-31 | RDB_APP | 2017-03-31 | 2958465 | TO - National Grid Electricity Transmission | WIMBLEDON | 132kV
WIMB1N | WIMBLEDON 132KV |  | 2017-03-31 | 2958465 |  |  | Y | 2017-03-31 | RDB_APP | 2017-03-31 | RDB_APP | 2017-03-31 | 2958465 | TO - National Grid Electricity Transmission | WIMBLEDON | 132kV
WIMB1S | WIMBLEDON 132KV |  | 2017-03-31 | 2958465 |  |  | Y | 2017-03-31 | RDB_APP | 2017-03-31 | RDB_APP | 2017-03-31 | 2958465 | TO - National Grid Electricity Transmission | WIMBLEDON | 132kV
WIMB2 | WIMBLEDON 275KV |  | 2017-03-31 | 2958465 |  |  | Y | 2017-03-31 | RDB_APP | 2017-03-31 | RDB_APP | 2017-03-31 | 2958465 | TO - National Grid Electricity Transmission | WIMBLEDON | 275kV
WIMB3 | WIMBLEDON 33KV |  | 2017-03-31 | 2958465 |  |  | Y | 2017-03-31 | RDB_APP | 2017-03-31 | RDB_APP | 2017-03-31 | 2958465 | TO - National Grid Electricity Transmission | WIMBLEDON | 33kV
WIMB4 | WIMBLEDON 400KV |  | 2017-03-31 | 2958465 |  |  | Y | 2017-03-31 | RDB_APP | 2017-03-31 | RDB_APP | 2017-03-31 | 2958465 | TO - National Grid Electricity Transmission | WIMBLEDON | 400kV
WIMC1 | WIMBLEDON C 132KV |  | 2017-03-31 | 2958465 |  |  | Y | 2017-03-31 | RDB_APP | 2017-03-31 | RDB_APP | 2017-03-31 | 2958465 | DNO - UK Power Networks Central | WIMBLEDON C | 132kV
WIMC3 | WIMBLEDON C 33KV |  | 2017-03-31 | 2958465 |  |  | Y | 2017-03-31 | RDB_APP | 2017-03-31 | RDB_APP | 2017-03-31 | 2958465 | DNO - UK Power Networks Central | WIMBLEDON C | 33kV
WIMD1 | WIMBLEDON D 132KV |  | 2017-03-31 | 2958465 |  |  | Y | 2017-03-31 | RDB_APP | 2017-03-31 | RDB_APP | 2017-03-31 | 2958465 | DNO - UK Power Networks Central | WIMBLEDON D | 132kV
WIMD3 | WIMBLEDON D 33KV |  | 2017-03-31 | 2958465 |  |  | Y | 2017-03-31 | RDB_APP | 2017-03-31 | RDB_APP | 2017-03-31 | 2958465 | DNO - UK Power Networks Central | WIMBLEDON D | 33kV
WINC1 | WINCHESTER 132KV |  | 2017-03-31 | 2958465 |  |  | Y | 2017-03-31 | RDB_APP | 2017-03-31 | RDB_APP | 2017-03-31 | 2958465 | DNO - SSE Southern | WINCHESTER | 132kV
WINC3 | WINCHESTER 33KV |  | 2017-03-31 | 2958465 |  |  | Y | 2017-03-31 | RDB_APP | 2017-03-31 | RDB_APP | 2017-03-31 | 2958465 | DNO - SSE Southern | WINCHESTER | 33kV
WIND1 | WINDSCALE 132KV |  | 2017-03-31 | 2958465 |  |  | Y | 2017-03-31 | RDB_APP | 2017-03-31 | RDB_APP | 2017-03-31 | 2958465 | PS - SCOTTISH POWER RENWABLES | WINDSCALE | 132kV
WIND3 | WINDSCALE 33KV |  | 2017-03-31 | 2958465 |  |  | Y | 2017-03-31 | RDB_APP | 2017-03-31 | RDB_APP | 2017-03-31 | 2958465 | PS - SCOTTISH POWER RENWABLES | WINDSCALE | 33kV
WINH1 | WINFRITH 132KV |  | 2017-03-31 | 2958465 |  |  | Y | 2017-03-31 | RDB_APP | 2017-03-31 | RDB_APP | 2017-03-31 | 2958465 | DNO - SSE Southern | WINFRITH | 132kV
WINH5 | WINFRITH 11KV |  | 2017-03-31 | 2958465 |  |  | Y | 2017-03-31 | RDB_APP | 2017-03-31 | RDB_APP | 2017-03-31 | 2958465 | DNO - SSE Southern | WINFRITH | 11kV
WINN1 | WINNINGTON 132KV |  | 2017-03-31 | 2958465 |  |  | Y | 2017-03-31 | RDB_APP | 2017-03-31 | RDB_APP | 2017-03-31 | 2958465 | DNO - SP MANWEB(Scottish Power) | WINNINGTON | 132kV
WINN3 | WINNINGTON 33KV |  | 2017-03-31 | 2958465 |  |  | Y | 2017-03-31 | RDB_APP | 2017-03-31 | RDB_APP | 2017-03-31 | 2958465 | DNO - SP MANWEB(Scottish Power) | WINNINGTON | 33kV
WINS1 | WINSTER 132KV |  | 2017-03-31 | 2958465 |  |  | Y | 2017-03-31 | RDB_APP | 2017-03-31 | RDB_APP | 2017-03-31 | 2958465 | DNO - WPD East Midlands | WINSTER | 132kV
WINS3 | WINSTER 33KV |  | 2017-03-31 | 2958465 |  |  | Y | 2017-03-31 | RDB_APP | 2017-03-31 | RDB_APP | 2017-03-31 | 2958465 | DNO - WPD East Midlands | WINSTER | 33kV
WIOU1 | WILLOUGHBY 132KV |  | 2017-03-31 | 2958465 |  |  | Y | 2017-03-31 | RDB_APP | 2017-03-31 | RDB_APP | 2017-03-31 | 2958465 | DNO - WPD East Midlands | WILLOUGHBY | 132kV
WIOU3 | WILLOUGHBY 33KV |  | 2017-03-31 | 2958465 |  |  | Y | 2017-03-31 | RDB_APP | 2017-03-31 | RDB_APP | 2017-03-31 | 2958465 | DNO - WPD East Midlands | WILLOUGHBY | 33kV
WIOW1 | WILLOWDALE 132KV |  | 2017-03-31 | 2958465 | CLAY1 |  | Y | 2017-03-31 | RDB_APP | 2017-03-31 | RDB_APP | 2017-03-31 | 2958465 | TO - Scottish Hydro Electric Transmission Ltd | WILLOWDALE | 132kV
WIOW3 | WILLOWDALE 33KV |  | 2017-03-31 | 2958465 | WIOW1 |  | Y | 2017-03-31 | RDB_APP | 2017-03-31 | RDB_APP | 2017-03-31 | 2958465 | DNO - Scottish & Southern Energy DNO Scotland | WILLOWDALE | 33kV
WISC1 | WINDSCALE 132KV |  | 2017-03-31 | 2958465 |  |  | Y | 2017-03-31 | RDB_APP | 2017-03-31 | RDB_APP | 2017-03-31 | 2958465 | DNO - ENW (Electric North-West) | WINDSCALE | 132kV
WISC5 | WINDSCALE 11KV |  | 2017-03-31 | 2958465 |  |  | Y | 2017-03-31 | RDB_APP | 2017-03-31 | RDB_APP | 2017-03-31 | 2958465 | DNO - ENW (Electric North-West) | WINDSCALE | 11kV
WISD1 | WILLESDEN 132KV |  | 2017-03-31 | 2958465 |  |  | Y | 2017-03-31 | RDB_APP | 2017-03-31 | RDB_APP | 2017-03-31 | 2958465 | TO - National Grid Electricity Transmission | WILLESDEN | 132kV
WISD2 | WILLESDEN 275KV |  | 2017-03-31 | 2958465 |  |  | Y | 2017-03-31 | RDB_APP | 2017-03-31 | RDB_APP | 2017-03-31 | 2958465 | TO - National Grid Electricity Transmission | WILLESDEN | 275kV
WISD4 | WILLESDEN 400KV |  | 2017-03-31 | 2958465 |  |  | Y | 2017-03-31 | RDB_APP | 2017-03-31 | RDB_APP | 2017-03-31 | 2958465 | TO - National Grid Electricity Transmission | WILLESDEN | 400kV
WISD5 | WILLESDEN 11KV |  | 2017-03-31 | 2958465 |  |  | Y | 2017-03-31 | RDB_APP | 2017-03-31 | RDB_APP | 2017-03-31 | 2958465 | TO - National Grid Electricity Transmission | WILLESDEN | 11kV
WISD6 | WILLESDEN 66KV |  | 2017-03-31 | 2958465 |  |  | Y | 2017-03-31 | RDB_APP | 2017-03-31 | RDB_APP | 2017-03-31 | 2958465 | TO - National Grid Electricity Transmission | WILLESDEN | 66kV
WISD7 | WILLESDEN 22KV |  | 2017-03-31 | 2958465 |  |  | Y | 2017-03-31 | RDB_APP | 2017-03-31 | RDB_APP | 2017-03-31 | 2958465 | TO - National Grid Electricity Transmission | WILLESDEN | 22kV
WISD8 | WILLESDEN 6.6KV |  | 2017-03-31 | 2958465 |  |  | Y | 2017-03-31 | RDB_APP | 2017-03-31 | RDB_APP | 2017-03-31 | 2958465 | Unknown | WILLESDEN | 6.6kV
WISH1 | WISHAW 132KV |  | 2017-03-31 | 2958465 | BLKL1 |  | Y | 2017-03-31 | RDB_APP | 2017-03-31 | RDB_APP | 2017-03-31 | 2958465 | TO - Scottish Power Transmission Ltd | WISHAW | 132kV
WISH2 | WISHAW 275KV |  | 2017-03-31 | 2958465 |  |  | Y | 2017-03-31 | RDB_APP | 2017-03-31 | RDB_APP | 2017-03-31 | 2958465 | TO - Scottish Power Transmission Ltd | WISHAW | 275kV
WISH3 | WISHAW 33KV |  | 2017-03-31 | 2958465 |  |  | Y | 2017-03-31 | RDB_APP | 2017-03-31 | RDB_APP | 2017-03-31 | 2958465 | TO - Scottish Power Transmission Ltd | WISHAW | 33kV
WISH3A | WISHAW 33KV |  | 2017-03-31 | 2958465 |  |  | Y | 2017-03-31 | RDB_APP | 2017-03-31 | RDB_APP | 2017-03-31 | 2958465 | TO - Scottish Power Transmission Ltd | WISHAW | 33kV
WISH3B | WISHAW 33KV |  | 2017-03-31 | 2958465 |  |  | Y | 2017-03-31 | RDB_APP | 2017-03-31 | RDB_APP | 2017-03-31 | 2958465 | TO - Scottish Power Transmission Ltd | WISHAW | 33kV
WISH4 | WISHAW 400KV |  | 2017-03-31 | 2958465 | SMEA4 |  | Y | 2017-03-31 | RDB_APP | 2017-03-31 | RDB_APP | 2017-03-31 | 2958465 | TO - Scottish Power Transmission Ltd | WISHAW | 400kV
WITN1 | WITNEY 132KV |  | 2017-03-31 | 2958465 |  |  | Y | 2017-03-31 | RDB_APP | 2017-03-31 | RDB_APP | 2017-03-31 | 2958465 | DNO - SSE Southern | WITNEY | 132kV
WITN3 | WITNEY 33KV |  | 2017-03-31 | 2958465 |  |  | Y | 2017-03-31 | RDB_APP | 2017-03-31 | RDB_APP | 2017-03-31 | 2958465 | DNO - SSE Southern | WITNEY | 33kV
WIYH1 | WINDYHILL 132KV |  | 2017-03-31 | 2958465 | GARE1 |  | Y | 2017-03-31 | RDB_APP | 2017-03-31 | RDB_APP | 2017-03-31 | 2958465 | PS - SCOTTISH POWER RENWABLES | WINDYHILL | 132kV
WIYH2 | WINDYHILL 275KV |  | 2017-03-31 | 2958465 |  |  | Y | 2017-03-31 | RDB_APP | 2017-03-31 | RDB_APP | 2017-03-31 | 2958465 | PS - SCOTTISH POWER RENWABLES | WINDYHILL | 275kV
WIYH3 | WINDYHILL 33KV |  | 2017-03-31 | 2958465 |  |  | Y | 2017-03-31 | RDB_APP | 2017-03-31 | RDB_APP | 2017-03-31 | 2958465 | PS - SCOTTISH POWER RENWABLES | WINDYHILL | 33kV
WIYH4 | WINDYHILL 400KV |  | 2017-03-31 | 2958465 | DEVM4 |  | Y | 2017-03-31 | RDB_APP | 2017-03-31 | RDB_APP | 2017-03-31 | 2958465 | PS - SCOTTISH POWER RENWABLES | WINDYHILL | 400kV
WIYO1 | WINDYHILL 132KV |  | 2017-03-31 | 2958465 |  |  | Y | 2017-03-31 | RDB_APP | 2017-03-31 | RDB_APP | 2017-03-31 | 2958465 | PS - SCOTTISH POWER RENWABLES | WINDYHILL 132KV GIS | 132kV
WLEE2 | WHITELEE 275KV |  | 2017-03-31 | 2958465 | EKIS2 |  | Y | 2017-03-31 | RDB_APP | 2017-03-31 | RDB_APP | 2017-03-31 | 2958465 | TO - Scottish Power Transmission Ltd | WHITELEE | 275kV
WLEE3 | WHITELEE 33KV |  | 2017-03-31 | 2958465 | WHIL2 |  | Y | 2017-03-31 | RDB_APP | 2017-03-31 | RDB_APP | 2017-03-31 | 2958465 | Unknown | WHITELEE | 33kV
WLEX2 | WHITELEE EXTENSION WIND FARM 275KV |  | 2017-03-31 | 2958465 | EKIS2 |  | Y | 2017-03-31 | RDB_APP | 2017-03-31 | RDB_APP | 2017-03-31 | 2958465 | PS - SCOTTISH POWER RENWABLES | WHITELEE EXTENSION WIND FARM | 275kV
WLEX3 | WHITELEE EXTENSION WIND FARM 33KV |  | 2017-03-31 | 2958465 | WLEX2 |  | Y | 2017-03-31 | RDB_APP | 2017-03-31 | RDB_APP | 2017-03-31 | 2958465 | PS - SCOTTISH POWER RENWABLES | WHITELEE EXTENSION WIND FARM | 33kV
WLSD4 | WILLESDEN 400KV |  | 2017-03-31 | 2958465 |  |  | Y | 2017-03-31 | RDB_APP | 2017-03-31 | RDB_APP | 2017-03-31 | 2958465 | TO - National Grid Electricity Transmission | WILLESDEN | 400kV
WMEL1 | WEST MELTON 132KV |  | 2017-03-31 | 2958465 |  |  | Y | 2017-03-31 | RDB_APP | 2017-03-31 | RDB_APP | 2017-03-31 | 2958465 | TO - National Grid Electricity Transmission | WEST MELTON | 132kV
WMEL2 | WEST MELTON 275KV |  | 2017-03-31 | 2958465 |  |  | Y | 2017-03-31 | RDB_APP | 2017-03-31 | RDB_APP | 2017-03-31 | 2958465 | TO - National Grid Electricity Transmission | WEST MELTON | 275kV
WOCO1 | WOODCOTE 132KV |  | 2017-03-31 | 2958465 |  |  | Y | 2017-03-31 | RDB_APP | 2017-03-31 | RDB_APP | 2017-03-31 | 2958465 | DNO - WPD South West | WOODCOTE | 132kV
WOCO3 | WOODCOTE 33KV |  | 2017-03-31 | 2958465 |  |  | Y | 2017-03-31 | RDB_APP | 2017-03-31 | RDB_APP | 2017-03-31 | 2958465 | DNO - WPD South West | WOODCOTE | 33kV
WODS1 | WEST OF DUDDON SANDS OFFSHORE WIND FARM 132KV |  | 2017-03-31 | 2958465 |  |  | Y | 2017-03-31 | RDB_APP | 2017-03-31 | RDB_APP | 2017-03-31 | 2958465 | PS - Dong Energy | WEST OF DUDDON SANDS OFFSHORE WIND FARM | 132kV
WODS3 | WEST OF DUDDON SANDS OFFSHORE WIND FARM 33KV |  | 2017-03-31 | 2958465 |  |  | Y | 2017-03-31 | RDB_APP | 2017-03-31 | RDB_APP | 2017-03-31 | 2958465 | PS - Dong Energy | WEST OF DUDDON SANDS OFFSHORE WIND FARM | 33kV
WODS8 | WEST OF DUDDON SANDS OFFSHORE WIND FARM 6.6KV |  | 2017-03-31 | 2958465 |  |  | Y | 2017-03-31 | RDB_APP | 2017-03-31 | RDB_APP | 2017-03-31 | 2958465 | PS - Dong Energy | WEST OF DUDDON SANDS OFFSHORE WIND FARM | 6.6kV
WOHI1 | WOODHILL 132KV |  | 2017-03-31 | 2958465 | CRAI1 |  | Y | 2017-03-31 | RDB_APP | 2017-03-31 | RDB_APP | 2017-03-31 | 2958465 | TO - Scottish Hydro Electric Transmission Ltd | WOODHILL | 132kV
WOHI3 | WOODHILL 33KV |  | 2017-03-31 | 2958465 | WOHI1 |  | Y | 2017-03-31 | RDB_APP | 2017-03-31 | RDB_APP | 2017-03-31 | 2958465 | DNO - Scottish & Southern Energy DNO Scotland | WOODHILL | 33kV
WOKI1 | WOKINGHAM 132KV |  | 2017-03-31 | 2958465 |  |  | Y | 2017-03-31 | RDB_APP | 2017-03-31 | RDB_APP | 2017-03-31 | 2958465 | DNO - SSE Southern | WOKINGHAM | 132kV
WOKI3 | WOKINGHAM 33KV |  | 2017-03-31 | 2958465 |  |  | Y | 2017-03-31 | RDB_APP | 2017-03-31 | RDB_APP | 2017-03-31 | 2958465 | DNO - SSE Southern | WOKINGHAM | 33kV
WOLN1 | WOLD NEWTON 132KV |  | 2017-03-31 | 2958465 |  |  | Y | 2017-03-31 | RDB_APP | 2017-03-31 | RDB_APP | 2017-03-31 | 2958465 | DNO - NPG Yorkshire (Northen Power Grid) | WOLD NEWTON | 132kV
WOLN3 | WOLD NEWTON 33KV |  | 2017-03-31 | 2958465 |  |  | Y | 2017-03-31 | RDB_APP | 2017-03-31 | RDB_APP | 2017-03-31 | 2958465 | DNO - NPG Yorkshire (Northen Power Grid) | WOLD NEWTON | 33kV
WOMO1 | WOODHAM MORTIMER 132KV |  | 2017-03-31 | 2958465 |  |  | Y | 2017-03-31 | RDB_APP | 2017-03-31 | RDB_APP | 2017-03-31 | 2958465 | DNO - UK Power Networks Eastern | WOODHAM MORTIMER | 132kV
WOOC1 | WOOTTON COMMON 132KV |  | 2017-03-31 | 2958465 |  |  | Y | 2017-03-31 | RDB_APP | 2017-03-31 | RDB_APP | 2017-03-31 | 2958465 | DNO - SSE Southern | WOOTTON COMMON | 132kV
WOOC3 | WOOTTON COMMON 33KV |  | 2017-03-31 | 2958465 |  |  | Y | 2017-03-31 | RDB_APP | 2017-03-31 | RDB_APP | 2017-03-31 | 2958465 | DNO - SSE Southern | WOOTTON COMMON | 33kV
WORC1 | WORCESTER 132KV |  | 2017-03-31 | 2958465 |  |  | Y | 2017-03-31 | RDB_APP | 2017-03-31 | RDB_APP | 2017-03-31 | 2958465 | DNO - WPD West Midlands | WORCESTER | 132kV
WORC5 | WORCESTER 11KV |  | 2017-03-31 | 2958465 |  |  | Y | 2017-03-31 | RDB_APP | 2017-03-31 | RDB_APP | 2017-03-31 | 2958465 | DNO - WPD West Midlands | WORCESTER | 11kV
WORG1 | WORMALD GREEN 132KV |  | 2017-03-31 | 2958465 |  |  | Y | 2017-03-31 | RDB_APP | 2017-03-31 | RDB_APP | 2017-03-31 | 2958465 | DNO - NPG North East (Northen Power Grid) | WORMALD GREEN | 132kV
WORG3 | WORMALD GREEN 33KV |  | 2017-03-31 | 2958465 |  |  | Y | 2017-03-31 | RDB_APP | 2017-03-31 | RDB_APP | 2017-03-31 | 2958465 | DNO - NPG North East (Northen Power Grid) | WORMALD GREEN | 33kV
WORG5 | WORMALD GREEN 11KV |  | 2017-03-31 | 2958465 |  |  | Y | 2017-03-31 | RDB_APP | 2017-03-31 | RDB_APP | 2017-03-31 | 2958465 | DNO - NPG North East (Northen Power Grid) | WORMALD GREEN | 11kV
WORK1 | WORKSOP 132KV |  | 2017-03-31 | 2958465 |  |  | Y | 2017-03-31 | RDB_APP | 2017-03-31 | RDB_APP | 2017-03-31 | 2958465 | DNO - WPD East Midlands | WORKSOP | 132kV
WORK3 | WORKSOP 33KV |  | 2017-03-31 | 2958465 |  |  | Y | 2017-03-31 | RDB_APP | 2017-03-31 | RDB_APP | 2017-03-31 | 2958465 | DNO - WPD East Midlands | WORKSOP | 33kV
WORT1 | WORTHING 132KV |  | 2017-03-31 | 2958465 |  |  | Y | 2017-03-31 | RDB_APP | 2017-03-31 | RDB_APP | 2017-03-31 | 2958465 | DNO - UK Power Networks South East | WORTHING | 132kV
WORT3 | WORTHING 33KV |  | 2017-03-31 | 2958465 |  |  | Y | 2017-03-31 | RDB_APP | 2017-03-31 | RDB_APP | 2017-03-31 | 2958465 | DNO - UK Power Networks South East | WORTHING | 33kV
WOSI1 | WOODSIDE CABLE SHAFT 132KV |  | 2017-03-31 | 2958465 |  |  | Y | 2017-03-31 | RDB_APP | 2017-03-31 | RDB_APP | 2017-03-31 | 2958465 | DNO - SP MANWEB(Scottish Power) | WOODSIDE CABLE SHAFT | 132kV
WOSI3 | WOODSIDE CABLE SHAFT 33KV |  | 2017-03-31 | 2958465 |  |  | Y | 2017-03-31 | RDB_APP | 2017-03-31 | RDB_APP | 2017-03-31 | 2958465 | DNO - SP MANWEB(Scottish Power) | WOODSIDE CABLE SHAFT | 33kV
WREX1 | WREXHAM 132KV |  | 2017-03-31 | 2958465 |  |  | Y | 2017-03-31 | RDB_APP | 2017-03-31 | RDB_APP | 2017-03-31 | 2958465 | DNO - SP MANWEB(Scottish Power) | WREXHAM | 132kV
WREX3 | WREXHAM 33KV |  | 2017-03-31 | 2958465 |  |  | Y | 2017-03-31 | RDB_APP | 2017-03-31 | RDB_APP | 2017-03-31 | 2958465 | DNO - SP MANWEB(Scottish Power) | WREXHAM | 33kV
WRIG1 | WRIGHTINGTON 132KV |  | 2017-03-31 | 2958465 |  |  | Y | 2017-03-31 | RDB_APP | 2017-03-31 | RDB_APP | 2017-03-31 | 2958465 | DNO - ENW (Electric North-West) | WRIGHTINGTON | 132kV
WRIG3 | WRIGHTINGTON 33KV |  | 2017-03-31 | 2958465 |  |  | Y | 2017-03-31 | RDB_APP | 2017-03-31 | RDB_APP | 2017-03-31 | 2958465 | DNO - ENW (Electric North-West) | WRIGHTINGTON | 33kV
WTHU2 | WEST THURROCK 275KV |  | 2017-03-31 | 2958465 |  |  | Y | 2017-03-31 | RDB_APP | 2017-03-31 | RDB_APP | 2017-03-31 | 2958465 | TO - National Grid Electricity Transmission | WEST THURROCK | 275kV
WTHU3 | WEST THURROCK 33KV |  | 2017-03-31 | 2958465 |  |  | Y | 2017-03-31 | RDB_APP | 2017-03-31 | RDB_APP | 2017-03-31 | 2958465 | TO - National Grid Electricity Transmission | WEST THURROCK | 33kV
WTHU4 | WEST THURROCK 400KV |  | 2017-03-31 | 2958465 |  |  | Y | 2017-03-31 | RDB_APP | 2017-03-31 | RDB_APP | 2017-03-31 | 2958465 | TO - National Grid Electricity Transmission | WEST THURROCK | 400kV
WWEY1 | WEST WEYBRIDGE 132KV |  | 2017-03-31 | 2958465 |  |  | Y | 2017-03-31 | RDB_APP | 2017-03-31 | RDB_APP | 2017-03-31 | 2958465 | TO - National Grid Electricity Transmission | WEST WEYBRIDGE | 132kV
WWEY2 | WEST WEYBRIDGE 275KV |  | 2017-03-31 | 2958465 |  |  | Y | 2017-03-31 | RDB_APP | 2017-03-31 | RDB_APP | 2017-03-31 | 2958465 | TO - National Grid Electricity Transmission | WEST WEYBRIDGE | 275kV
WWEY2T | WEST WEYBRIDGE 275KV |  | 2017-03-31 | 2958465 |  |  | Y | 2017-03-31 | RDB_APP | 2017-03-31 | RDB_APP | 2017-03-31 | 2958465 | TO - National Grid Electricity Transmission | WEST WEYBRIDGE | 275kV
WWEY3 | WEST WEYBRIDGE 33KV |  | 2017-03-31 | 2958465 |  |  | Y | 2017-03-31 | RDB_APP | 2017-03-31 | RDB_APP | 2017-03-31 | 2958465 | DNO - UK Power Networks South East | WEST WEYBRIDGE | 33kV
WWEY4 | WEST WEYBRIDGE 400KV |  | 2017-03-31 | 2958465 |  |  | Y | 2017-03-31 | RDB_APP | 2017-03-31 | RDB_APP | 2017-03-31 | 2958465 | TO - National Grid Electricity Transmission | WEST WEYBRIDGE | 400kV
WWEY5 | WEST WEYBRIDGE 11KV |  | 2017-03-31 | 2958465 |  |  | Y | 2017-03-31 | RDB_APP | 2017-03-31 | RDB_APP | 2017-03-31 | 2958465 | DNO - UK Power Networks South East | WEST WEYBRIDGE | 11kV
WWEY8 | WEST WEYBRIDGE 6.6KV |  | 2017-03-31 | 2958465 |  |  | Y | 2017-03-31 | RDB_APP | 2017-03-31 | RDB_APP | 2017-03-31 | 2958465 | DNO - UK Power Networks South East | WEST WEYBRIDGE | 6.6kV
WYLF1 | WYLFA 132KV |  | 2017-03-31 | 2958465 |  |  | Y | 2017-03-31 | RDB_APP | 2017-03-31 | RDB_APP | 2017-03-31 | 2958465 | TO - National Grid Electricity Transmission | WYLFA | 132kV
WYLF4 | WYLFA 400KV |  | 2017-03-31 | 2958465 |  |  | Y | 2017-03-31 | RDB_APP | 2017-03-31 | RDB_APP | 2017-03-31 | 2958465 | TO - National Grid Electricity Transmission | WYLFA | 400kV
WYLF5 | WYLFA 11KV |  | 2017-03-31 | 2958465 |  |  | Y | 2017-03-31 | RDB_APP | 2017-03-31 | RDB_APP | 2017-03-31 | 2958465 | TO - National Grid Electricity Transmission | WYLFA | 11kV
WYLF8 | WYLFA 6.6KV |  | 2017-03-31 | 2958465 |  |  | Y | 2017-03-31 | RDB_APP | 2017-03-31 | RDB_APP | 2017-03-31 | 2958465 | TO - National Grid Electricity Transmission | WYLFA | 6.6kV
WYME1 | WYMERING 132KV |  | 2017-03-31 | 2958465 |  |  | Y | 2017-03-31 | RDB_APP | 2017-03-31 | RDB_APP | 2017-03-31 | 2958465 | DNO - SSE Southern | WYMERING | 132kV
WYME3 | WYMERING 33KV |  | 2017-03-31 | 2958465 |  |  | Y | 2017-03-31 | RDB_APP | 2017-03-31 | RDB_APP | 2017-03-31 | 2958465 | DNO - SSE Southern | WYMERING | 33kV
WYMO1 | WYMONDLEY 132KV |  | 2017-03-31 | 2958465 |  |  | Y | 2017-03-31 | RDB_APP | 2017-03-31 | RDB_APP | 2017-03-31 | 2958465 | DNO - UK Power Networks Eastern | WYMONDLEY | 132kV
WYMO3 | WYMONDLEY 33KV |  | 2017-03-31 | 2958465 |  |  | Y | 2017-03-31 | RDB_APP | 2017-03-31 | RDB_APP | 2017-03-31 | 2958465 | DNO - UK Power Networks Eastern | WYMONDLEY | 33kV
WYMO3R | WYMONDLEY 33KV |  | 2017-03-31 | 2958465 |  |  | Y | 2017-03-31 | RDB_APP | 2017-03-31 | RDB_APP | 2017-03-31 | 2958465 | DNO - UK Power Networks Eastern | WYMONDLEY | 33kV
WYMO4 | WYMONDLEY 400KV |  | 2017-03-31 | 2958465 |  |  | Y | 2017-03-31 | RDB_APP | 2017-03-31 | RDB_APP | 2017-03-31 | 2958465 | TO - National Grid Electricity Transmission | WYMONDLEY | 400kV
WYMO8 | WYMONDLEY 6.6KV |  | 2017-03-31 | 2958465 |  |  | Y | 2017-03-31 | RDB_APP | 2017-03-31 | RDB_APP | 2017-03-31 | 2958465 | DNO - UK Power Networks Eastern | WYMONDLEY | 6.6kV
WYTC1 | WYTCH FARM 132KV |  | 2017-03-31 | 2958465 |  |  | Y | 2017-03-31 | RDB_APP | 2017-03-31 | RDB_APP | 2017-03-31 | 2958465 | DNO - SSE Southern | WYTCH FARM | 132kV
WYTC5 | WYTCH FARM 11KV |  | 2017-03-31 | 2958465 |  |  | Y | 2017-03-31 | RDB_APP | 2017-03-31 | RDB_APP | 2017-03-31 | 2958465 | DNO - SSE Southern | WYTCH FARM | 11kV
YARN1 | YARNTON 132KV |  | 2017-03-31 | 2958465 |  |  | Y | 2017-03-31 | RDB_APP | 2017-03-31 | RDB_APP | 2017-03-31 | 2958465 | DNO - SSE Southern | YARNTON | 132kV
YARN3 | YARNTON 33KV |  | 2017-03-31 | 2958465 |  |  | Y | 2017-03-31 | RDB_APP | 2017-03-31 | RDB_APP | 2017-03-31 | 2958465 | DNO - SSE Southern | YARNTON | 33kV
YARR1 | YARBOROUGH ROAD 132KV |  | 2017-03-31 | 2958465 |  |  | Y | 2017-03-31 | RDB_APP | 2017-03-31 | RDB_APP | 2017-03-31 | 2958465 | DNO - NPG Yorkshire (Northen Power Grid) | YARBOROUGH ROAD | 132kV
YARR3 | YARBOROUGH ROAD 33KV |  | 2017-03-31 | 2958465 |  |  | Y | 2017-03-31 | RDB_APP | 2017-03-31 | RDB_APP | 2017-03-31 | 2958465 | DNO - NPG Yorkshire (Northen Power Grid) | YARBOROUGH ROAD | 33kV
YEAS1 | YEAMAN STREET 132KV |  | 2017-03-31 | 2958465 |  |  | Y | 2017-03-31 | RDB_APP | 2017-03-31 | RDB_APP | 2017-03-31 | 2958465 | DNO - WPD East Midlands | YEAMAN STREET | 132kV
YEAS3 | YEAMAN STREET 33KV |  | 2017-03-31 | 2958465 |  |  | Y | 2017-03-31 | RDB_APP | 2017-03-31 | RDB_APP | 2017-03-31 | 2958465 | DNO - WPD East Midlands | YEAMAN STREET | 33kV
YEAS5 | YEAMAN STREET 11KV |  | 2017-03-31 | 2958465 |  |  | Y | 2017-03-31 | RDB_APP | 2017-03-31 | RDB_APP | 2017-03-31 | 2958465 | DNO - WPD East Midlands | YEAMAN STREET | 11kV
YEOV1 | YEOVIL 132KV |  | 2017-03-31 | 2958465 |  |  | Y | 2017-03-31 | RDB_APP | 2017-03-31 | RDB_APP | 2017-03-31 | 2958465 | DNO - SSE Southern | YEOVIL | 132kV
YEOV3 | YEOVIL 33KV |  | 2017-03-31 | 2958465 |  |  | Y | 2017-03-31 | RDB_APP | 2017-03-31 | RDB_APP | 2017-03-31 | 2958465 | DNO - SSE Southern | YEOVIL | 33kV
YIEW5 | YIEWSLEY 11KV |  | 2017-03-31 | 2958465 |  |  | Y | 2017-03-31 | RDB_APP | 2017-03-31 | RDB_APP | 2017-03-31 | 2958465 | DNO - SSE Southern | YIEWSLEY | 11kV
YIEW6 | YIEWSLEY 66KV |  | 2017-03-31 | 2958465 |  |  | Y | 2017-03-31 | RDB_APP | 2017-03-31 | RDB_APP | 2017-03-31 | 2958465 | DNO - SSE Southern | YIEWSLEY | 66kV
YSTR1 | YSTRADGYNLAIS 132KV |  | 2017-03-31 | 2958465 |  |  | Y | 2017-03-31 | RDB_APP | 2017-03-31 | RDB_APP | 2017-03-31 | 2958465 | DNO - WPD South Wales | YSTRADGYNLAIS | 132kV
YSTR3 | YSTRADGYNLAIS 33KV |  | 2017-03-31 | 2958465 |  |  | Y | 2017-03-31 | RDB_APP | 2017-03-31 | RDB_APP | 2017-03-31 | 2958465 | DNO - WPD South Wales | YSTRADGYNLAIS | 33kV

## Particpant IDs
Market Participant IDs as at 2018
Source: https://en.wikipedia.org/wiki/Meter_Point_Administration_Number
Not currently used here.
Mapping to Market Participant ID
Source: https://en.wikipedia.org/wiki/Meter_Point_Administration_Number
| GSP Group | ID | Operator | Name | Market Participant Id
| _A | 10 | UK Power Networks | Eastern England | EELC
| _B | 11 | Western Power Distribution | East Midlands | EMEB
| _C | 12 | UK Power Networks | London | LOND
| _D | 13 | ScottishPower | Merseyside and Northern Wales | MANW
| _E | 14 | Western Power Distribution | West Midlands | MIDE
| _F | 15 | Northern Powergrid | North Eastern England | NEEB
| _G | 16 | Electricity North West | North Western England | NORW
| _H | 20 | SSE Power Distribution | Southern England | SOUT
| _J | 19 | UK Power Networks | South Eastern England | SEEB
| _K | 21 | Western Power Distribution | Southern Wales | SWAE
| _L | 22 | Western Power Distribution | South Western England | SWEB
| _M | 23 | Northern Powergrid | Yorkshire | YELG
| _N | 18 | ScottishPower | Southern Scotland | SPOW
| _P | 17 | SSE Power Distribution | Northern Scotland | HYDE
Note on C10: Nickerson, Rob: Not the same as the TFL Zone.